## Revision
Date | Description | Version | Author | Status Implementation | Status Product Knowledge | Change Valid From in ERP | Knowledge Base Version CRM
2016-02-04 | Document created | 1.0 | F. Teucher | not implemented | not released
2016-02-05 | 1st Review together with Kari and Ian | 1.1 | F. Teucher | not implemented | not released
2016-02-08 | Review Calibration Options | 1.2 | F. Teucher | not implemented | not released
2016-03-16 | Prepared for CPQ models | 1.3 | F. Teucher | not implemented | not released
2016-03-21 | Prepared for CPQ models | 1.4 | F. Teucher | not implemented | not released
2016-04-04 | Prepare document for model generation | 1.5 | F. Teucher | not implemented | not released

## Root Material
Product |  |  | Labels
| Name | LV-BREAKER-Catalogue | en | Breaker Catalogue
productImage
| UnitofMeasure | Piece
| Optional allowed | true
| Discount allowed | true
| Export to ECC | false
| Export to CRM | false
| Product Status | active
| Product Type | CONFIGURABLE
| Category | BreakerCategory
| KnowledgeBase Name | LV-BREAKER-KBT
ERP ID
| Use BOM Entry | TRUE
Settings
| CreateProductsBOM | true
SAP System
Client
Note on B16: friedrich.teucher: controls if products on tab 'BOM' are created on import
Note on B26: friedrich.teucher: controls if products on tab 'BOM' are created on import

## BOM
[10 empty] | Attributes | [8 empty] | ShortText |  | LongText
[9 empty] | http://www.inmindcomputing.com/application/products/products-schema.owl# | http://www.inmindcomputing.com/application/products/products-schema.owl#copperWeight | http://www.inmindcomputing.com/application/products/products-schema.owl#materialCost | http://www.inmindcomputing.com/application/products/products-schema.owl#materialRoutingAssemblyHrs | http://www.inmindcomputing.com/application/products/products-schema.owl#materialRoutingBusbarTechnHrs | http://www.inmindcomputing.com/application/products/products-schema.owl#materialRoutingBusbarCellHrs | http://www.inmindcomputing.com/application/products/products-schema.owl#materialRoutingLaserHrs | http://www.inmindcomputing.com/application/products/products-schema.owl#materialRoutingWiringHrs | http://www.inmindcomputing.com/application/products/products-schema.owl#sfgCost | http://www.inmindcomputing.com/application/products/products-schema.owl#manufacturer | http://www.w3.org/2000/01/rdf-schema#label |  | http://www.w3.org/2000/01/rdf-schema#comment
[10 empty] | decimal | decimal | decimal | decimal | decimal | decimal | decimal | decimal | char
ERPMaterialCode | CPQproductECCId | SalesBOM | CATEGORY | Product Type | Export to ECC | Export to CRM | CURRENCY | COST | KnowledgeBaseType | Copper Weight | Costs | RoutingAssemblyHrs | RoutingBusbarTechnHrs | RoutingBusbarCellHrs | RoutingLaserHrs | RoutingWiringHrs | SFGCost | Manufacturer | en | de | en | de
1147787 | 1147787 | TER MCB 6AT 63AF 1P 6KA 230VAC TR-B | Breaker_Material | RAWMATERIAL | TRUE | FALSE |  |  | LV-BREAKER-MATERIAL-KBT | [9 empty] | TER MCB 6AT 63AF 1P 6KA 230VAC TR-B
1147760 | 1147760 | TER MCB 10AT 63AF 1P 6KA 230VAC TR-B | Breaker_Material | RAWMATERIAL | TRUE | FALSE |  |  | LV-BREAKER-MATERIAL-KBT | [9 empty] | TER MCB 10AT 63AF 1P 6KA 230VAC TR-B
1147764 | 1147764 | TER MCB 16AT 63AF 1P 6KA 230VAC TR-B | Breaker_Material | RAWMATERIAL | TRUE | FALSE |  |  | LV-BREAKER-MATERIAL-KBT | [9 empty] | TER MCB 16AT 63AF 1P 6KA 230VAC TR-B
1147768 | 1147768 | TER MCB 20AT 63AF 1P 6KA 230VAC TR-B | Breaker_Material | RAWMATERIAL | TRUE | FALSE |  |  | LV-BREAKER-MATERIAL-KBT | [9 empty] | TER MCB 20AT 63AF 1P 6KA 230VAC TR-B
1147772 | 1147772 | TER MCB 25AT 63AF 1P 6KA 230VAC TR-B | Breaker_Material | RAWMATERIAL | TRUE | FALSE |  |  | LV-BREAKER-MATERIAL-KBT | [9 empty] | TER MCB 25AT 63AF 1P 6KA 230VAC TR-B
1147776 | 1147776 | TER MCB 32AT 63AF 1P 6KA 230VAC TR-B | Breaker_Material | RAWMATERIAL | TRUE | FALSE |  |  | LV-BREAKER-MATERIAL-KBT | [9 empty] | TER MCB 32AT 63AF 1P 6KA 230VAC TR-B
1147780 | 1147780 | TER MCB 40AT 63AF 1P 6KA 230VAC TR-B | Breaker_Material | RAWMATERIAL | TRUE | FALSE |  |  | LV-BREAKER-MATERIAL-KBT | [9 empty] | TER MCB 40AT 63AF 1P 6KA 230VAC TR-B
1147783 | 1147783 | TER MCB 50AT 63AF 1P 6KA 230VAC TR-B | Breaker_Material | RAWMATERIAL | TRUE | FALSE |  |  | LV-BREAKER-MATERIAL-KBT | [9 empty] | TER MCB 50AT 63AF 1P 6KA 230VAC TR-B
1147790 | 1147790 | TER MCB 63AT 63AF 1P 6KA 230VAC TR-B | Breaker_Material | RAWMATERIAL | TRUE | FALSE |  |  | LV-BREAKER-MATERIAL-KBT | [9 empty] | TER MCB 63AT 63AF 1P 6KA 230VAC TR-B
1147468 | 1147468 | TER MCB 6AT 63AF 2P 6KA 400VAC TR-B | Breaker_Material | RAWMATERIAL | TRUE | FALSE |  |  | LV-BREAKER-MATERIAL-KBT | [9 empty] | TER MCB 6AT 63AF 2P 6KA 400VAC TR-B
1147467 | 1147467 | TER MCB 10AT 63AF 2P 6KA 400VAC TR-B | Breaker_Material | RAWMATERIAL | TRUE | FALSE |  |  | LV-BREAKER-MATERIAL-KBT | [9 empty] | TER MCB 10AT 63AF 2P 6KA 400VAC TR-B
1147466 | 1147466 | TER MCB 16AT 63AF 2P 6KA 400VAC TR-B | Breaker_Material | RAWMATERIAL | TRUE | FALSE |  |  | LV-BREAKER-MATERIAL-KBT | [9 empty] | TER MCB 16AT 63AF 2P 6KA 400VAC TR-B
1147465 | 1147465 | TER MCB 20AT 63AF 2P 6KA 400VAC TR-B | Breaker_Material | RAWMATERIAL | TRUE | FALSE |  |  | LV-BREAKER-MATERIAL-KBT | [9 empty] | TER MCB 20AT 63AF 2P 6KA 400VAC TR-B
1147464 | 1147464 | TER MCB 25AT 63AF 2P 6KA 400VAC TR-B | Breaker_Material | RAWMATERIAL | TRUE | FALSE |  |  | LV-BREAKER-MATERIAL-KBT | [9 empty] | TER MCB 25AT 63AF 2P 6KA 400VAC TR-B
1147463 | 1147463 | TER MCB 32AT 63AF 2P 6KA 400VAC TR-B | Breaker_Material | RAWMATERIAL | TRUE | FALSE |  |  | LV-BREAKER-MATERIAL-KBT | [9 empty] | TER MCB 32AT 63AF 2P 6KA 400VAC TR-B
1147462 | 1147462 | TER MCB 40AT 63AF 2P 6KA 400VAC TR-B | Breaker_Material | RAWMATERIAL | TRUE | FALSE |  |  | LV-BREAKER-MATERIAL-KBT | [9 empty] | TER MCB 40AT 63AF 2P 6KA 400VAC TR-B
1147461 | 1147461 | TER MCB 50AT 63AF 2P 6KA 400VAC TR-B | Breaker_Material | RAWMATERIAL | TRUE | FALSE |  |  | LV-BREAKER-MATERIAL-KBT | [9 empty] | TER MCB 50AT 63AF 2P 6KA 400VAC TR-B
1147460 | 1147460 | TER MCB 63AT 63AF 2P 6KA 400VAC TR-B | Breaker_Material | RAWMATERIAL | TRUE | FALSE |  |  | LV-BREAKER-MATERIAL-KBT | [9 empty] | TER MCB 63AT 63AF 2P 6KA 400VAC TR-B
1147459 | 1147459 | TER MCB 6AT 63AF 3P 6KA 400VAC TR-B | Breaker_Material | RAWMATERIAL | TRUE | FALSE |  |  | LV-BREAKER-MATERIAL-KBT | [9 empty] | TER MCB 6AT 63AF 3P 6KA 400VAC TR-B
1147458 | 1147458 | TER MCB 10AT 63AF 3P 6KA 400VAC TR-B | Breaker_Material | RAWMATERIAL | TRUE | FALSE |  |  | LV-BREAKER-MATERIAL-KBT | [9 empty] | TER MCB 10AT 63AF 3P 6KA 400VAC TR-B
1147457 | 1147457 | TER MCB 16AT 63AF 3P 6KA 400VAC TR-B | Breaker_Material | RAWMATERIAL | TRUE | FALSE |  |  | LV-BREAKER-MATERIAL-KBT | [9 empty] | TER MCB 16AT 63AF 3P 6KA 400VAC TR-B
1147456 | 1147456 | TER MCB 20AT 63AF 3P 6KA 400VAC TR-B | Breaker_Material | RAWMATERIAL | TRUE | FALSE |  |  | LV-BREAKER-MATERIAL-KBT | [9 empty] | TER MCB 20AT 63AF 3P 6KA 400VAC TR-B
1147455 | 1147455 | TER MCB 25AT 63AF 3P 6KA 400VAC TR-B | Breaker_Material | RAWMATERIAL | TRUE | FALSE |  |  | LV-BREAKER-MATERIAL-KBT | [9 empty] | TER MCB 25AT 63AF 3P 6KA 400VAC TR-B
1147454 | 1147454 | TER MCB 32AT 63AF 3P 6KA 400VAC TR-B | Breaker_Material | RAWMATERIAL | TRUE | FALSE |  |  | LV-BREAKER-MATERIAL-KBT | [9 empty] | TER MCB 32AT 63AF 3P 6KA 400VAC TR-B
1147453 | 1147453 | TER MCB 40AT 63AF 3P 6KA 400VAC TR-B | Breaker_Material | RAWMATERIAL | TRUE | FALSE |  |  | LV-BREAKER-MATERIAL-KBT | [9 empty] | TER MCB 40AT 63AF 3P 6KA 400VAC TR-B
1147452 | 1147452 | TER MCB 50AT 63AF 3P 6KA 400VAC TR-B | Breaker_Material | RAWMATERIAL | TRUE | FALSE |  |  | LV-BREAKER-MATERIAL-KBT | [9 empty] | TER MCB 50AT 63AF 3P 6KA 400VAC TR-B
1147451 | 1147451 | TER MCB 63AT 63AF 3P 6KA 400VAC TR-B | Breaker_Material | RAWMATERIAL | TRUE | FALSE |  |  | LV-BREAKER-MATERIAL-KBT | [9 empty] | TER MCB 63AT 63AF 3P 6KA 400VAC TR-B
1147450 | 1147450 | TER MCB 6AT 63AF 4P 6KA 400VAC TR-B | Breaker_Material | RAWMATERIAL | TRUE | FALSE |  |  | LV-BREAKER-MATERIAL-KBT | [9 empty] | TER MCB 6AT 63AF 4P 6KA 400VAC TR-B
1147449 | 1147449 | TER MCB 10AT 63AF 4P 6KA 400VAC TR-B | Breaker_Material | RAWMATERIAL | TRUE | FALSE |  |  | LV-BREAKER-MATERIAL-KBT | [9 empty] | TER MCB 10AT 63AF 4P 6KA 400VAC TR-B
1147448 | 1147448 | TER MCB 16AT 63AF 4P 6KA 400VAC TR-B | Breaker_Material | RAWMATERIAL | TRUE | FALSE |  |  | LV-BREAKER-MATERIAL-KBT | [9 empty] | TER MCB 16AT 63AF 4P 6KA 400VAC TR-B
1147447 | 1147447 | TER MCB 20AT 63AF 4P 6KA 400VAC TR-B | Breaker_Material | RAWMATERIAL | TRUE | FALSE |  |  | LV-BREAKER-MATERIAL-KBT | [9 empty] | TER MCB 20AT 63AF 4P 6KA 400VAC TR-B
1147446 | 1147446 | TER MCB 25AT 63AF 4P 6KA 400VAC TR-B | Breaker_Material | RAWMATERIAL | TRUE | FALSE |  |  | LV-BREAKER-MATERIAL-KBT | [9 empty] | TER MCB 25AT 63AF 4P 6KA 400VAC TR-B
1147445 | 1147445 | TER MCB 32AT 63AF 4P 6KA 400VAC TR-B | Breaker_Material | RAWMATERIAL | TRUE | FALSE |  |  | LV-BREAKER-MATERIAL-KBT | [9 empty] | TER MCB 32AT 63AF 4P 6KA 400VAC TR-B
1147444 | 1147444 | TER MCB 40AT 63AF 4P 6KA 400VAC TR-B | Breaker_Material | RAWMATERIAL | TRUE | FALSE |  |  | LV-BREAKER-MATERIAL-KBT | [9 empty] | TER MCB 40AT 63AF 4P 6KA 400VAC TR-B
1147443 | 1147443 | TER MCB 50AT 63AF 4P 6KA 400VAC TR-B | Breaker_Material | RAWMATERIAL | TRUE | FALSE |  |  | LV-BREAKER-MATERIAL-KBT | [9 empty] | TER MCB 50AT 63AF 4P 6KA 400VAC TR-B
1147442 | 1147442 | TER MCB 63AT 63AF 4P 6KA 400VAC TR-B | Breaker_Material | RAWMATERIAL | TRUE | FALSE |  |  | LV-BREAKER-MATERIAL-KBT | [9 empty] | TER MCB 63AT 63AF 4P 6KA 400VAC TR-B
1147788 | 1147788 | TER MCB 6AT 63AF 1P 6KA 230VAC TR-C | Breaker_Material | RAWMATERIAL | TRUE | FALSE |  |  | LV-BREAKER-MATERIAL-KBT | [9 empty] | TER MCB 6AT 63AF 1P 6KA 230VAC TR-C
1147761 | 1147761 | TER MCB 10AT 63AF 1P 6KA 230VAC TR-C | Breaker_Material | RAWMATERIAL | TRUE | FALSE |  |  | LV-BREAKER-MATERIAL-KBT | [9 empty] | TER MCB 10AT 63AF 1P 6KA 230VAC TR-C
1147765 | 1147765 | TER MCB 16AT 63AF 1P 6KA 230VAC TR-C | Breaker_Material | RAWMATERIAL | TRUE | FALSE |  |  | LV-BREAKER-MATERIAL-KBT | [9 empty] | TER MCB 16AT 63AF 1P 6KA 230VAC TR-C
1147769 | 1147769 | TER MCB 20AT 63AF 1P 6KA 230VAC TR-C | Breaker_Material | RAWMATERIAL | TRUE | FALSE |  |  | LV-BREAKER-MATERIAL-KBT | [9 empty] | TER MCB 20AT 63AF 1P 6KA 230VAC TR-C
1147773 | 1147773 | TER MCB 25AT 63AF 1P 6KA 230VAC TR-C | Breaker_Material | RAWMATERIAL | TRUE | FALSE |  |  | LV-BREAKER-MATERIAL-KBT | [9 empty] | TER MCB 25AT 63AF 1P 6KA 230VAC TR-C
1147777 | 1147777 | TER MCB 32AT 63AF 1P 6KA 230VAC TR-C | Breaker_Material | RAWMATERIAL | TRUE | FALSE |  |  | LV-BREAKER-MATERIAL-KBT | [9 empty] | TER MCB 32AT 63AF 1P 6KA 230VAC TR-C
1147781 | 1147781 | TER MCB 40AT 63AF 1P 6KA 230VAC TR-C | Breaker_Material | RAWMATERIAL | TRUE | FALSE |  |  | LV-BREAKER-MATERIAL-KBT | [9 empty] | TER MCB 40AT 63AF 1P 6KA 230VAC TR-C
1147784 | 1147784 | TER MCB 50AT 63AF 1P 6KA 230VAC TR-C | Breaker_Material | RAWMATERIAL | TRUE | FALSE |  |  | LV-BREAKER-MATERIAL-KBT | [9 empty] | TER MCB 50AT 63AF 1P 6KA 230VAC TR-C
1147791 | 1147791 | TER MCB 63AT 63AF 1P 6KA 230VAC TR-C | Breaker_Material | RAWMATERIAL | TRUE | FALSE |  |  | LV-BREAKER-MATERIAL-KBT | [9 empty] | TER MCB 63AT 63AF 1P 6KA 230VAC TR-C
1147789 | 1147789 | TER MCB 6AT 63AF 1P+N 6KA 230VAC TR-C | Breaker_Material | RAWMATERIAL | TRUE | FALSE |  |  | LV-BREAKER-MATERIAL-KBT | [9 empty] | TER MCB 6AT 63AF 1P+N 6KA 230VAC TR-C
1147762 | 1147762 | TER MCB 10AT 63AF 1P+N 6KA 230VAC TR-C | Breaker_Material | RAWMATERIAL | TRUE | FALSE |  |  | LV-BREAKER-MATERIAL-KBT | [9 empty] | TER MCB 10AT 63AF 1P+N 6KA 230VAC TR-C
1147766 | 1147766 | TER MCB 16AT 63AF 1P+N 6KA 230VAC TR-C | Breaker_Material | RAWMATERIAL | TRUE | FALSE |  |  | LV-BREAKER-MATERIAL-KBT | [9 empty] | TER MCB 16AT 63AF 1P+N 6KA 230VAC TR-C
1147770 | 1147770 | TER MCB 20AT 63AF 1P+N 6KA 230VAC TR-C | Breaker_Material | RAWMATERIAL | TRUE | FALSE |  |  | LV-BREAKER-MATERIAL-KBT | [9 empty] | TER MCB 20AT 63AF 1P+N 6KA 230VAC TR-C
1147774 | 1147774 | TER MCB 25AT 63AF 1P+N 6KA 230VAC TR-C | Breaker_Material | RAWMATERIAL | TRUE | FALSE |  |  | LV-BREAKER-MATERIAL-KBT | [9 empty] | TER MCB 25AT 63AF 1P+N 6KA 230VAC TR-C
1147778 | 1147778 | TER MCB 32AT 63AF 1P+N 6KA 230VAC TR-C | Breaker_Material | RAWMATERIAL | TRUE | FALSE |  |  | LV-BREAKER-MATERIAL-KBT | [9 empty] | TER MCB 32AT 63AF 1P+N 6KA 230VAC TR-C
1147782 | 1147782 | TER MCB 40AT 63AF 1P+N 6KA 230VAC TR-C | Breaker_Material | RAWMATERIAL | TRUE | FALSE |  |  | LV-BREAKER-MATERIAL-KBT | [9 empty] | TER MCB 40AT 63AF 1P+N 6KA 230VAC TR-C
1147785 | 1147785 | TER MCB 50AT 63AF 1P+N 6KA 230VAC TR-C | Breaker_Material | RAWMATERIAL | TRUE | FALSE |  |  | LV-BREAKER-MATERIAL-KBT | [9 empty] | TER MCB 50AT 63AF 1P+N 6KA 230VAC TR-C
1147792 | 1147792 | TER MCB 63AT 63AF 1P+N 6KA 230VAC TR-C | Breaker_Material | RAWMATERIAL | TRUE | FALSE |  |  | LV-BREAKER-MATERIAL-KBT | [9 empty] | TER MCB 63AT 63AF 1P+N 6KA 230VAC TR-C
1147504 | 1147504 | TER MCB 6AT 63AF 2P 6KA 400VAC TR-C | Breaker_Material | RAWMATERIAL | TRUE | FALSE |  |  | LV-BREAKER-MATERIAL-KBT | [9 empty] | TER MCB 6AT 63AF 2P 6KA 400VAC TR-C
1147503 | 1147503 | TER MCB 10AT 63AF 2P 6KA 400VAC TR-C | Breaker_Material | RAWMATERIAL | TRUE | FALSE |  |  | LV-BREAKER-MATERIAL-KBT | [9 empty] | TER MCB 10AT 63AF 2P 6KA 400VAC TR-C
1147502 | 1147502 | TER MCB 16AT 63AF 2P 6KA 400VAC TR-C | Breaker_Material | RAWMATERIAL | TRUE | FALSE |  |  | LV-BREAKER-MATERIAL-KBT | [9 empty] | TER MCB 16AT 63AF 2P 6KA 400VAC TR-C
1147501 | 1147501 | TER MCB 20AT 63AF 2P 6KA 400VAC TR-C | Breaker_Material | RAWMATERIAL | TRUE | FALSE |  |  | LV-BREAKER-MATERIAL-KBT | [9 empty] | TER MCB 20AT 63AF 2P 6KA 400VAC TR-C
1147500 | 1147500 | TER MCB 25AT 63AF 2P 6KA 400VAC TR-C | Breaker_Material | RAWMATERIAL | TRUE | FALSE |  |  | LV-BREAKER-MATERIAL-KBT | [9 empty] | TER MCB 25AT 63AF 2P 6KA 400VAC TR-C
1147499 | 1147499 | TER MCB 32AT 63AF 2P 6KA 400VAC TR-C | Breaker_Material | RAWMATERIAL | TRUE | FALSE |  |  | LV-BREAKER-MATERIAL-KBT | [9 empty] | TER MCB 32AT 63AF 2P 6KA 400VAC TR-C
1147498 | 1147498 | TER MCB 40AT 63AF 2P 6KA 400VAC TR-C | Breaker_Material | RAWMATERIAL | TRUE | FALSE |  |  | LV-BREAKER-MATERIAL-KBT | [9 empty] | TER MCB 40AT 63AF 2P 6KA 400VAC TR-C
1147497 | 1147497 | TER MCB 50AT 63AF 2P 6KA 400VAC TR-C | Breaker_Material | RAWMATERIAL | TRUE | FALSE |  |  | LV-BREAKER-MATERIAL-KBT | [9 empty] | TER MCB 50AT 63AF 2P 6KA 400VAC TR-C
1147496 | 1147496 | TER MCB 63AT 63AF 2P 6KA 400VAC TR-C | Breaker_Material | RAWMATERIAL | TRUE | FALSE |  |  | LV-BREAKER-MATERIAL-KBT | [9 empty] | TER MCB 63AT 63AF 2P 6KA 400VAC TR-C
1147495 | 1147495 | TER MCB 6AT 63AF 3P 6KA 400VAC TR-C | Breaker_Material | RAWMATERIAL | TRUE | FALSE |  |  | LV-BREAKER-MATERIAL-KBT | [9 empty] | TER MCB 6AT 63AF 3P 6KA 400VAC TR-C
1147494 | 1147494 | TER MCB 10AT 63AF 3P 6KA 400VAC TR-C | Breaker_Material | RAWMATERIAL | TRUE | FALSE |  |  | LV-BREAKER-MATERIAL-KBT | [9 empty] | TER MCB 10AT 63AF 3P 6KA 400VAC TR-C
1147493 | 1147493 | TER MCB 16AT 63AF 3P 6KA 400VAC TR-C | Breaker_Material | RAWMATERIAL | TRUE | FALSE |  |  | LV-BREAKER-MATERIAL-KBT | [9 empty] | TER MCB 16AT 63AF 3P 6KA 400VAC TR-C
1147492 | 1147492 | TER MCB 20AT 63AF 3P 6KA 400VAC TR-C | Breaker_Material | RAWMATERIAL | TRUE | FALSE |  |  | LV-BREAKER-MATERIAL-KBT | [9 empty] | TER MCB 20AT 63AF 3P 6KA 400VAC TR-C
1147491 | 1147491 | TER MCB 25AT 63AF 3P 6KA 400VAC TR-C | Breaker_Material | RAWMATERIAL | TRUE | FALSE |  |  | LV-BREAKER-MATERIAL-KBT | [9 empty] | TER MCB 25AT 63AF 3P 6KA 400VAC TR-C
1147490 | 1147490 | TER MCB 32AT 63AF 3P 6KA 400VAC TR-C | Breaker_Material | RAWMATERIAL | TRUE | FALSE |  |  | LV-BREAKER-MATERIAL-KBT | [9 empty] | TER MCB 32AT 63AF 3P 6KA 400VAC TR-C
1147489 | 1147489 | TER MCB 40AT 63AF 3P 6KA 400VAC TR-C | Breaker_Material | RAWMATERIAL | TRUE | FALSE |  |  | LV-BREAKER-MATERIAL-KBT | [9 empty] | TER MCB 40AT 63AF 3P 6KA 400VAC TR-C
1147488 | 1147488 | TER MCB 50AT 63AF 3P 6KA 400VAC TR-C | Breaker_Material | RAWMATERIAL | TRUE | FALSE |  |  | LV-BREAKER-MATERIAL-KBT | [9 empty] | TER MCB 50AT 63AF 3P 6KA 400VAC TR-C
1147487 | 1147487 | TER MCB 63AT 63AF 3P 6KA 400VAC TR-C | Breaker_Material | RAWMATERIAL | TRUE | FALSE |  |  | LV-BREAKER-MATERIAL-KBT | [9 empty] | TER MCB 63AT 63AF 3P 6KA 400VAC TR-C
1147486 | 1147486 | TER MCB 6AT 63AF 3P+N 6KA 400VAC TR-C | Breaker_Material | RAWMATERIAL | TRUE | FALSE |  |  | LV-BREAKER-MATERIAL-KBT | [9 empty] | TER MCB 6AT 63AF 3P+N 6KA 400VAC TR-C
1147485 | 1147485 | TER MCB 10AT 63AF 3P+N 6KA 400VAC TR-C | Breaker_Material | RAWMATERIAL | TRUE | FALSE |  |  | LV-BREAKER-MATERIAL-KBT | [9 empty] | TER MCB 10AT 63AF 3P+N 6KA 400VAC TR-C
1147484 | 1147484 | TER MCB 16AT 63AF 3P+N 6KA 400VAC TR-C | Breaker_Material | RAWMATERIAL | TRUE | FALSE |  |  | LV-BREAKER-MATERIAL-KBT | [9 empty] | TER MCB 16AT 63AF 3P+N 6KA 400VAC TR-C
1147483 | 1147483 | TER MCB 20AT 63AF 3P+N 6KA 400VAC TR-C | Breaker_Material | RAWMATERIAL | TRUE | FALSE |  |  | LV-BREAKER-MATERIAL-KBT | [9 empty] | TER MCB 20AT 63AF 3P+N 6KA 400VAC TR-C
1147482 | 1147482 | TER MCB 25AT 63AF 3P+N 6KA 400VAC TR-C | Breaker_Material | RAWMATERIAL | TRUE | FALSE |  |  | LV-BREAKER-MATERIAL-KBT | [9 empty] | TER MCB 25AT 63AF 3P+N 6KA 400VAC TR-C
1147481 | 1147481 | TER MCB 32AT 63AF 3P+N 6KA 400VAC TR-C | Breaker_Material | RAWMATERIAL | TRUE | FALSE |  |  | LV-BREAKER-MATERIAL-KBT | [9 empty] | TER MCB 32AT 63AF 3P+N 6KA 400VAC TR-C
1147480 | 1147480 | TER MCB 40AT 63AF 3P+N 6KA 400VAC TR-C | Breaker_Material | RAWMATERIAL | TRUE | FALSE |  |  | LV-BREAKER-MATERIAL-KBT | [9 empty] | TER MCB 40AT 63AF 3P+N 6KA 400VAC TR-C
1147479 | 1147479 | TER MCB 50AT 63AF 3P+N 6KA 400VAC TR-C | Breaker_Material | RAWMATERIAL | TRUE | FALSE |  |  | LV-BREAKER-MATERIAL-KBT | [9 empty] | TER MCB 50AT 63AF 3P+N 6KA 400VAC TR-C
1147478 | 1147478 | TER MCB 63AT 63AF 3P+N 6KA 400VAC TR-C | Breaker_Material | RAWMATERIAL | TRUE | FALSE |  |  | LV-BREAKER-MATERIAL-KBT | [9 empty] | TER MCB 63AT 63AF 3P+N 6KA 400VAC TR-C
1147477 | 1147477 | TER MCB 6AT 63AF 4P 6KA 400VAC TR-C | Breaker_Material | RAWMATERIAL | TRUE | FALSE |  |  | LV-BREAKER-MATERIAL-KBT | [9 empty] | TER MCB 6AT 63AF 4P 6KA 400VAC TR-C
1147476 | 1147476 | TER MCB 10AT 63AF 4P 6KA 400VAC TR-C | Breaker_Material | RAWMATERIAL | TRUE | FALSE |  |  | LV-BREAKER-MATERIAL-KBT | [9 empty] | TER MCB 10AT 63AF 4P 6KA 400VAC TR-C
1147475 | 1147475 | TER MCB 16AT 63AF 4P 6KA 400VAC TR-C | Breaker_Material | RAWMATERIAL | TRUE | FALSE |  |  | LV-BREAKER-MATERIAL-KBT | [9 empty] | TER MCB 16AT 63AF 4P 6KA 400VAC TR-C
1147474 | 1147474 | TER MCB 20AT 63AF 4P 6KA 400VAC TR-C | Breaker_Material | RAWMATERIAL | TRUE | FALSE |  |  | LV-BREAKER-MATERIAL-KBT | [9 empty] | TER MCB 20AT 63AF 4P 6KA 400VAC TR-C
1147473 | 1147473 | TER MCB 25AT 63AF 4P 6KA 400VAC TR-C | Breaker_Material | RAWMATERIAL | TRUE | FALSE |  |  | LV-BREAKER-MATERIAL-KBT | [9 empty] | TER MCB 25AT 63AF 4P 6KA 400VAC TR-C
1147472 | 1147472 | TER MCB 32AT 63AF 4P 6KA 400VAC TR-C | Breaker_Material | RAWMATERIAL | TRUE | FALSE |  |  | LV-BREAKER-MATERIAL-KBT | [9 empty] | TER MCB 32AT 63AF 4P 6KA 400VAC TR-C
1147471 | 1147471 | TER MCB 40AT 63AF 4P 6KA 400VAC TR-C | Breaker_Material | RAWMATERIAL | TRUE | FALSE |  |  | LV-BREAKER-MATERIAL-KBT | [9 empty] | TER MCB 40AT 63AF 4P 6KA 400VAC TR-C
1147470 | 1147470 | TER MCB 50AT 63AF 4P 6KA 400VAC TR-C | Breaker_Material | RAWMATERIAL | TRUE | FALSE |  |  | LV-BREAKER-MATERIAL-KBT | [9 empty] | TER MCB 50AT 63AF 4P 6KA 400VAC TR-C
1147469 | 1147469 | TER MCB 63AT 63AF 4P 6KA 400VAC TR-C | Breaker_Material | RAWMATERIAL | TRUE | FALSE |  |  | LV-BREAKER-MATERIAL-KBT | [9 empty] | TER MCB 63AT 63AF 4P 6KA 400VAC TR-C
1074170 | 1074170 | TER MCB 6AT 63AF 1P 10KA 230VAC TR-B | Breaker_Material | RAWMATERIAL | TRUE | FALSE |  |  | LV-BREAKER-MATERIAL-KBT | [9 empty] | TER MCB 6AT 63AF 1P 10KA 230VAC TR-B
1074169 | 1074169 | TER MCB 10AT 63AF 1P 10KA 230VAC TR-B | Breaker_Material | RAWMATERIAL | TRUE | FALSE |  |  | LV-BREAKER-MATERIAL-KBT | [9 empty] | TER MCB 10AT 63AF 1P 10KA 230VAC TR-B
1074168 | 1074168 | TER MCB 16AT 63AF 1P 10KA 230VAC TR-B | Breaker_Material | RAWMATERIAL | TRUE | FALSE |  |  | LV-BREAKER-MATERIAL-KBT | [9 empty] | TER MCB 16AT 63AF 1P 10KA 230VAC TR-B
1074167 | 1074167 | TER MCB 20AT 63AF 1P 10KA 230VAC TR-B | Breaker_Material | RAWMATERIAL | TRUE | FALSE |  |  | LV-BREAKER-MATERIAL-KBT | [9 empty] | TER MCB 20AT 63AF 1P 10KA 230VAC TR-B
1074166 | 1074166 | TER MCB 25AT 63AF 1P 10KA 230VAC TR-B | Breaker_Material | RAWMATERIAL | TRUE | FALSE |  |  | LV-BREAKER-MATERIAL-KBT | [9 empty] | TER MCB 25AT 63AF 1P 10KA 230VAC TR-B
1074165 | 1074165 | TER MCB 32AT 63AF 1P 10KA 230VAC TR-B | Breaker_Material | RAWMATERIAL | TRUE | FALSE |  |  | LV-BREAKER-MATERIAL-KBT | [9 empty] | TER MCB 32AT 63AF 1P 10KA 230VAC TR-B
1074164 | 1074164 | TER MCB 40AT 63AF 1P 10KA 230VAC TR-B | Breaker_Material | RAWMATERIAL | TRUE | FALSE |  |  | LV-BREAKER-MATERIAL-KBT | [9 empty] | TER MCB 40AT 63AF 1P 10KA 230VAC TR-B
1074163 | 1074163 | TER MCB 50AT 63AF 1P 10KA 230VAC TR-B | Breaker_Material | RAWMATERIAL | TRUE | FALSE |  |  | LV-BREAKER-MATERIAL-KBT | [9 empty] | TER MCB 50AT 63AF 1P 10KA 230VAC TR-B
1074162 | 1074162 | TER MCB 63AT 63AF 1P 10KA 230VAC TR-B | Breaker_Material | RAWMATERIAL | TRUE | FALSE |  |  | LV-BREAKER-MATERIAL-KBT | [9 empty] | TER MCB 63AT 63AF 1P 10KA 230VAC TR-B
1074179 | 1074179 | TER MCB 6AT 63AF 2P 10KA 400VAC TR-B | Breaker_Material | RAWMATERIAL | TRUE | FALSE |  |  | LV-BREAKER-MATERIAL-KBT | [9 empty] | TER MCB 6AT 63AF 2P 10KA 400VAC TR-B
1074178 | 1074178 | TER MCB 10AT 63AF 2P 10KA 400VAC TR-B | Breaker_Material | RAWMATERIAL | TRUE | FALSE |  |  | LV-BREAKER-MATERIAL-KBT | [9 empty] | TER MCB 10AT 63AF 2P 10KA 400VAC TR-B
1074177 | 1074177 | TER MCB 16AT 63AF 2P 10KA 400VAC TR-B | Breaker_Material | RAWMATERIAL | TRUE | FALSE |  |  | LV-BREAKER-MATERIAL-KBT | [9 empty] | TER MCB 16AT 63AF 2P 10KA 400VAC TR-B
1074176 | 1074176 | TER MCB 20AT 63AF 2P 10KA 400VAC TR-B | Breaker_Material | RAWMATERIAL | TRUE | FALSE |  |  | LV-BREAKER-MATERIAL-KBT | [9 empty] | TER MCB 20AT 63AF 2P 10KA 400VAC TR-B
1074175 | 1074175 | TER MCB 25AT 63AF 2P 10KA 400VAC TR-B | Breaker_Material | RAWMATERIAL | TRUE | FALSE |  |  | LV-BREAKER-MATERIAL-KBT | [9 empty] | TER MCB 25AT 63AF 2P 10KA 400VAC TR-B
1074174 | 1074174 | TER MCB 32AT 63AF 2P 10KA 400VAC TR-B | Breaker_Material | RAWMATERIAL | TRUE | FALSE |  |  | LV-BREAKER-MATERIAL-KBT | [9 empty] | TER MCB 32AT 63AF 2P 10KA 400VAC TR-B
1074173 | 1074173 | TER MCB 40AT 63AF 2P 10KA 400VAC TR-B | Breaker_Material | RAWMATERIAL | TRUE | FALSE |  |  | LV-BREAKER-MATERIAL-KBT | [9 empty] | TER MCB 40AT 63AF 2P 10KA 400VAC TR-B
1074172 | 1074172 | TER MCB 50AT 63AF 2P 10KA 400VAC TR-B | Breaker_Material | RAWMATERIAL | TRUE | FALSE |  |  | LV-BREAKER-MATERIAL-KBT | [9 empty] | TER MCB 50AT 63AF 2P 10KA 400VAC TR-B
1074171 | 1074171 | TER MCB 63AT 63AF 2P 10KA 400VAC TR-B | Breaker_Material | RAWMATERIAL | TRUE | FALSE |  |  | LV-BREAKER-MATERIAL-KBT | [9 empty] | TER MCB 63AT 63AF 2P 10KA 400VAC TR-B
1074188 | 1074188 | TER MCB 6AT 63AF 3P 10KA 400VAC TR-B | Breaker_Material | RAWMATERIAL | TRUE | FALSE |  |  | LV-BREAKER-MATERIAL-KBT | [9 empty] | TER MCB 6AT 63AF 3P 10KA 400VAC TR-B
1074187 | 1074187 | TER MCB 10AT 63AF 3P 10KA 400VAC TR-B | Breaker_Material | RAWMATERIAL | TRUE | FALSE |  |  | LV-BREAKER-MATERIAL-KBT | [9 empty] | TER MCB 10AT 63AF 3P 10KA 400VAC TR-B
1074186 | 1074186 | TER MCB 16AT 63AF 3P 10KA 400VAC TR-B | Breaker_Material | RAWMATERIAL | TRUE | FALSE |  |  | LV-BREAKER-MATERIAL-KBT | [9 empty] | TER MCB 16AT 63AF 3P 10KA 400VAC TR-B
1074185 | 1074185 | TER MCB 20AT 63AF 3P 10KA 400VAC TR-B | Breaker_Material | RAWMATERIAL | TRUE | FALSE |  |  | LV-BREAKER-MATERIAL-KBT | [9 empty] | TER MCB 20AT 63AF 3P 10KA 400VAC TR-B
1074184 | 1074184 | TER MCB 25AT 63AF 3P 10KA 400VAC TR-B | Breaker_Material | RAWMATERIAL | TRUE | FALSE |  |  | LV-BREAKER-MATERIAL-KBT | [9 empty] | TER MCB 25AT 63AF 3P 10KA 400VAC TR-B
1074183 | 1074183 | TER MCB 32AT 63AF 3P 10KA 400VAC TR-B | Breaker_Material | RAWMATERIAL | TRUE | FALSE |  |  | LV-BREAKER-MATERIAL-KBT | [9 empty] | TER MCB 32AT 63AF 3P 10KA 400VAC TR-B
1074182 | 1074182 | TER MCB 40AT 63AF 3P 10KA 400VAC TR-B | Breaker_Material | RAWMATERIAL | TRUE | FALSE |  |  | LV-BREAKER-MATERIAL-KBT | [9 empty] | TER MCB 40AT 63AF 3P 10KA 400VAC TR-B
1074181 | 1074181 | TER MCB 50AT 63AF 3P 10KA 400VAC TR-B | Breaker_Material | RAWMATERIAL | TRUE | FALSE |  |  | LV-BREAKER-MATERIAL-KBT | [9 empty] | TER MCB 50AT 63AF 3P 10KA 400VAC TR-B
1074180 | 1074180 | TER MCB 63AT 63AF 3P 10KA 400VAC TR-B | Breaker_Material | RAWMATERIAL | TRUE | FALSE |  |  | LV-BREAKER-MATERIAL-KBT | [9 empty] | TER MCB 63AT 63AF 3P 10KA 400VAC TR-B
1074197 | 1074197 | TER MCB 6AT 63AF 4P 10KA 400VAC TR-B | Breaker_Material | RAWMATERIAL | TRUE | FALSE |  |  | LV-BREAKER-MATERIAL-KBT | [9 empty] | TER MCB 6AT 63AF 4P 10KA 400VAC TR-B
1074196 | 1074196 | TER MCB 10AT 63AF 4P 10KA 400VAC TR-B | Breaker_Material | RAWMATERIAL | TRUE | FALSE |  |  | LV-BREAKER-MATERIAL-KBT | [9 empty] | TER MCB 10AT 63AF 4P 10KA 400VAC TR-B
1074195 | 1074195 | TER MCB 16AT 63AF 4P 10KA 400VAC TR-B | Breaker_Material | RAWMATERIAL | TRUE | FALSE |  |  | LV-BREAKER-MATERIAL-KBT | [9 empty] | TER MCB 16AT 63AF 4P 10KA 400VAC TR-B
1074194 | 1074194 | TER MCB 20AT 63AF 4P 10KA 400VAC TR-B | Breaker_Material | RAWMATERIAL | TRUE | FALSE |  |  | LV-BREAKER-MATERIAL-KBT | [9 empty] | TER MCB 20AT 63AF 4P 10KA 400VAC TR-B
1074193 | 1074193 | TER MCB 25AT 63AF 4P 10KA 400VAC TR-B | Breaker_Material | RAWMATERIAL | TRUE | FALSE |  |  | LV-BREAKER-MATERIAL-KBT | [9 empty] | TER MCB 25AT 63AF 4P 10KA 400VAC TR-B
1074192 | 1074192 | TER MCB 32AT 63AF 4P 10KA 400VAC TR-B | Breaker_Material | RAWMATERIAL | TRUE | FALSE |  |  | LV-BREAKER-MATERIAL-KBT | [9 empty] | TER MCB 32AT 63AF 4P 10KA 400VAC TR-B
1074191 | 1074191 | TER MCB 40AT 63AF 4P 10KA 400VAC TR-B | Breaker_Material | RAWMATERIAL | TRUE | FALSE |  |  | LV-BREAKER-MATERIAL-KBT | [9 empty] | TER MCB 40AT 63AF 4P 10KA 400VAC TR-B
1074190 | 1074190 | TER MCB 50AT 63AF 4P 10KA 400VAC TR-B | Breaker_Material | RAWMATERIAL | TRUE | FALSE |  |  | LV-BREAKER-MATERIAL-KBT | [9 empty] | TER MCB 50AT 63AF 4P 10KA 400VAC TR-B
1074189 | 1074189 | TER MCB 63AT 63AF 4P 10KA 400VAC TR-B | Breaker_Material | RAWMATERIAL | TRUE | FALSE |  |  | LV-BREAKER-MATERIAL-KBT | [9 empty] | TER MCB 63AT 63AF 4P 10KA 400VAC TR-B
1058604 | 1058604 | TER MCB 2AT 63AF 1P 10KA 230VAC TR-C | Breaker_Material | RAWMATERIAL | TRUE | FALSE |  |  | LV-BREAKER-MATERIAL-KBT | [9 empty] | TER MCB 2AT 63AF 1P 10KA 230VAC TR-C
1058605 | 1058605 | TER MCB 4AT 63AF 1P 10KA 230VAC TR-C | Breaker_Material | RAWMATERIAL | TRUE | FALSE |  |  | LV-BREAKER-MATERIAL-KBT | [9 empty] | TER MCB 4AT 63AF 1P 10KA 230VAC TR-C
1058606 | 1058606 | TER MCB 6AT 63AF 1P 10KA 230VAC TR-C | Breaker_Material | RAWMATERIAL | TRUE | FALSE |  |  | LV-BREAKER-MATERIAL-KBT | [9 empty] | TER MCB 6AT 63AF 1P 10KA 230VAC TR-C
1058607 | 1058607 | TER MCB 10AT 63AF 1P 10KA 230VAC TR-C | Breaker_Material | RAWMATERIAL | TRUE | FALSE |  |  | LV-BREAKER-MATERIAL-KBT | [9 empty] | TER MCB 10AT 63AF 1P 10KA 230VAC TR-C
1058608 | 1058608 | TER MCB 16AT 63AF 1P 10KA 230VAC TR-C | Breaker_Material | RAWMATERIAL | TRUE | FALSE |  |  | LV-BREAKER-MATERIAL-KBT | [9 empty] | TER MCB 16AT 63AF 1P 10KA 230VAC TR-C
1058609 | 1058609 | TER MCB 20AT 63AF 1P 10KA 230VAC TR-C | Breaker_Material | RAWMATERIAL | TRUE | FALSE |  |  | LV-BREAKER-MATERIAL-KBT | [9 empty] | TER MCB 20AT 63AF 1P 10KA 230VAC TR-C
1058610 | 1058610 | TER MCB 25AT 63AF 1P 10KA 230VAC TR-C | Breaker_Material | RAWMATERIAL | TRUE | FALSE |  |  | LV-BREAKER-MATERIAL-KBT | [9 empty] | TER MCB 25AT 63AF 1P 10KA 230VAC TR-C
1058611 | 1058611 | TER MCB 32AT 63AF 1P 10KA 230VAC TR-C | Breaker_Material | RAWMATERIAL | TRUE | FALSE |  |  | LV-BREAKER-MATERIAL-KBT | [9 empty] | TER MCB 32AT 63AF 1P 10KA 230VAC TR-C
1058612 | 1058612 | TER MCB 40AT 63AF 1P 10KA 230VAC TR-C | Breaker_Material | RAWMATERIAL | TRUE | FALSE |  |  | LV-BREAKER-MATERIAL-KBT | [9 empty] | TER MCB 40AT 63AF 1P 10KA 230VAC TR-C
1058613 | 1058613 | TER MCB 50AT 63AF 1P 10KA 230VAC TR-C | Breaker_Material | RAWMATERIAL | TRUE | FALSE |  |  | LV-BREAKER-MATERIAL-KBT | [9 empty] | TER MCB 50AT 63AF 1P 10KA 230VAC TR-C
1058614 | 1058614 | TER MCB 63AT 63AF 1P 10KA 230VAC TR-C | Breaker_Material | RAWMATERIAL | TRUE | FALSE |  |  | LV-BREAKER-MATERIAL-KBT | [9 empty] | TER MCB 63AT 63AF 1P 10KA 230VAC TR-C
1074209 | 1074209 | TER MCB 6AT 63AF 1P+N 10KA 230VAC TR-C | Breaker_Material | RAWMATERIAL | TRUE | FALSE |  |  | LV-BREAKER-MATERIAL-KBT | [9 empty] | TER MCB 6AT 63AF 1P+N 10KA 230VAC TR-C
1074208 | 1074208 | TER MCB 10AT 63AF 1P+N 10KA 230VAC TR-C | Breaker_Material | RAWMATERIAL | TRUE | FALSE |  |  | LV-BREAKER-MATERIAL-KBT | [9 empty] | TER MCB 10AT 63AF 1P+N 10KA 230VAC TR-C
1074207 | 1074207 | TER MCB 16AT 63AF 1P+N 10KA 230VAC TR-C | Breaker_Material | RAWMATERIAL | TRUE | FALSE |  |  | LV-BREAKER-MATERIAL-KBT | [9 empty] | TER MCB 16AT 63AF 1P+N 10KA 230VAC TR-C
1074206 | 1074206 | TER MCB 20AT 63AF 1P+N 10KA 230VAC TR-C | Breaker_Material | RAWMATERIAL | TRUE | FALSE |  |  | LV-BREAKER-MATERIAL-KBT | [9 empty] | TER MCB 20AT 63AF 1P+N 10KA 230VAC TR-C
1074205 | 1074205 | TER MCB 25AT 63AF 1P+N 10KA 230VAC TR-C | Breaker_Material | RAWMATERIAL | TRUE | FALSE |  |  | LV-BREAKER-MATERIAL-KBT | [9 empty] | TER MCB 25AT 63AF 1P+N 10KA 230VAC TR-C
1074204 | 1074204 | TER MCB 32AT 63AF 1P+N 10KA 230VAC TR-C | Breaker_Material | RAWMATERIAL | TRUE | FALSE |  |  | LV-BREAKER-MATERIAL-KBT | [9 empty] | TER MCB 32AT 63AF 1P+N 10KA 230VAC TR-C
1074203 | 1074203 | TER MCB 40AT 63AF 1P+N 10KA 230VAC TR-C | Breaker_Material | RAWMATERIAL | TRUE | FALSE |  |  | LV-BREAKER-MATERIAL-KBT | [9 empty] | TER MCB 40AT 63AF 1P+N 10KA 230VAC TR-C
1074202 | 1074202 | TER MCB 50AT 63AF 1P+N 10KA 230VAC TR-C | Breaker_Material | RAWMATERIAL | TRUE | FALSE |  |  | LV-BREAKER-MATERIAL-KBT | [9 empty] | TER MCB 50AT 63AF 1P+N 10KA 230VAC TR-C
1074201 | 1074201 | TER MCB 63AT 63AF 1P+N 10KA 230VAC TR-C | Breaker_Material | RAWMATERIAL | TRUE | FALSE |  |  | LV-BREAKER-MATERIAL-KBT | [9 empty] | TER MCB 63AT 63AF 1P+N 10KA 230VAC TR-C
1058615 | 1058615 | TER MCB 2AT 63AF 2P 10KA 400VAC TR-C | Breaker_Material | RAWMATERIAL | TRUE | FALSE |  |  | LV-BREAKER-MATERIAL-KBT | [9 empty] | TER MCB 2AT 63AF 2P 10KA 400VAC TR-C
1058616 | 1058616 | TER MCB 4AT 63AF 2P 10KA 400VAC TR-C | Breaker_Material | RAWMATERIAL | TRUE | FALSE |  |  | LV-BREAKER-MATERIAL-KBT | [9 empty] | TER MCB 4AT 63AF 2P 10KA 400VAC TR-C
1058617 | 1058617 | TER MCB 6AT 63AF 2P 10KA 400VAC TR-C | Breaker_Material | RAWMATERIAL | TRUE | FALSE |  |  | LV-BREAKER-MATERIAL-KBT | [9 empty] | TER MCB 6AT 63AF 2P 10KA 400VAC TR-C
1055980 | 1055980 | TER MCB 10AT 63AF 2P 10KA 400VAC TR-C | Breaker_Material | RAWMATERIAL | TRUE | FALSE |  |  | LV-BREAKER-MATERIAL-KBT | [9 empty] | TER MCB 10AT 63AF 2P 10KA 400VAC TR-C
1055966 | 1055966 | TER MCB 16AT 63AF 2P 10KA 400VAC TR-C | Breaker_Material | RAWMATERIAL | TRUE | FALSE |  |  | LV-BREAKER-MATERIAL-KBT | [9 empty] | TER MCB 16AT 63AF 2P 10KA 400VAC TR-C
1055981 | 1055981 | TER MCB 20AT 63AF 2P 10KA 400VAC TR-C | Breaker_Material | RAWMATERIAL | TRUE | FALSE |  |  | LV-BREAKER-MATERIAL-KBT | [9 empty] | TER MCB 20AT 63AF 2P 10KA 400VAC TR-C
1056625 | 1056625 | TER MCB 25AT 63AF 2P 10KA 400VAC TR-C | Breaker_Material | RAWMATERIAL | TRUE | FALSE |  |  | LV-BREAKER-MATERIAL-KBT | [9 empty] | TER MCB 25AT 63AF 2P 10KA 400VAC TR-C
1058618 | 1058618 | TER MCB 32AT 63AF 2P 10KA 400VAC TR-C | Breaker_Material | RAWMATERIAL | TRUE | FALSE |  |  | LV-BREAKER-MATERIAL-KBT | [9 empty] | TER MCB 32AT 63AF 2P 10KA 400VAC TR-C
1058619 | 1058619 | TER MCB 40AT 63AF 2P 10KA 400VAC TR-C | Breaker_Material | RAWMATERIAL | TRUE | FALSE |  |  | LV-BREAKER-MATERIAL-KBT | [9 empty] | TER MCB 40AT 63AF 2P 10KA 400VAC TR-C
1058620 | 1058620 | TER MCB 50AT 63AF 2P 10KA 400VAC TR-C | Breaker_Material | RAWMATERIAL | TRUE | FALSE |  |  | LV-BREAKER-MATERIAL-KBT | [9 empty] | TER MCB 50AT 63AF 2P 10KA 400VAC TR-C
1058621 | 1058621 | TER MCB 63AT 63AF 2P 10KA 400VAC TR-C | Breaker_Material | RAWMATERIAL | TRUE | FALSE |  |  | LV-BREAKER-MATERIAL-KBT | [9 empty] | TER MCB 63AT 63AF 2P 10KA 400VAC TR-C
1058622 | 1058622 | TER MCB 2AT 63AF 3P 10KA 400VAC TR-C | Breaker_Material | RAWMATERIAL | TRUE | FALSE |  |  | LV-BREAKER-MATERIAL-KBT | [9 empty] | TER MCB 2AT 63AF 3P 10KA 400VAC TR-C
1058623 | 1058623 | TER MCB 4AT 63AF 3P 10KA 400VAC TR-C | Breaker_Material | RAWMATERIAL | TRUE | FALSE |  |  | LV-BREAKER-MATERIAL-KBT | [9 empty] | TER MCB 4AT 63AF 3P 10KA 400VAC TR-C
1058624 | 1058624 | TER MCB 6AT 63AF 3P 10KA 400VAC TR-C | Breaker_Material | RAWMATERIAL | TRUE | FALSE |  |  | LV-BREAKER-MATERIAL-KBT | [9 empty] | TER MCB 6AT 63AF 3P 10KA 400VAC TR-C
1058625 | 1058625 | TER MCB 10AT 63AF 3P 10KA 400VAC TR-C | Breaker_Material | RAWMATERIAL | TRUE | FALSE |  |  | LV-BREAKER-MATERIAL-KBT | [9 empty] | TER MCB 10AT 63AF 3P 10KA 400VAC TR-C
1058626 | 1058626 | TER MCB 16AT 63AF 3P 10KA 400VAC TR-C | Breaker_Material | RAWMATERIAL | TRUE | FALSE |  |  | LV-BREAKER-MATERIAL-KBT | [9 empty] | TER MCB 16AT 63AF 3P 10KA 400VAC TR-C
1058627 | 1058627 | TER MCB 20AT 63AF 3P 10KA 400VAC TR-C | Breaker_Material | RAWMATERIAL | TRUE | FALSE |  |  | LV-BREAKER-MATERIAL-KBT | [9 empty] | TER MCB 20AT 63AF 3P 10KA 400VAC TR-C
1058628 | 1058628 | TER MCB 25AT 63AF 3P 10KA 400VAC TR-C | Breaker_Material | RAWMATERIAL | TRUE | FALSE |  |  | LV-BREAKER-MATERIAL-KBT | [9 empty] | TER MCB 25AT 63AF 3P 10KA 400VAC TR-C
1058629 | 1058629 | TER MCB 32AT 63AF 3P 10KA 400VAC TR-C | Breaker_Material | RAWMATERIAL | TRUE | FALSE |  |  | LV-BREAKER-MATERIAL-KBT | [9 empty] | TER MCB 32AT 63AF 3P 10KA 400VAC TR-C
1058630 | 1058630 | TER MCB 40AT 63AF 3P 10KA 400VAC TR-C | Breaker_Material | RAWMATERIAL | TRUE | FALSE |  |  | LV-BREAKER-MATERIAL-KBT | [9 empty] | TER MCB 40AT 63AF 3P 10KA 400VAC TR-C
1058631 | 1058631 | TER MCB 50AT 63AF 3P 10KA 400VAC TR-C | Breaker_Material | RAWMATERIAL | TRUE | FALSE |  |  | LV-BREAKER-MATERIAL-KBT | [9 empty] | TER MCB 50AT 63AF 3P 10KA 400VAC TR-C
1058632 | 1058632 | TER MCB 63AT 63AF 3P 10KA 400VAC TR-C | Breaker_Material | RAWMATERIAL | TRUE | FALSE |  |  | LV-BREAKER-MATERIAL-KBT | [9 empty] | TER MCB 63AT 63AF 3P 10KA 400VAC TR-C
1074225 | 1074225 | TER MCB 2AT 63AF 3P+N 10KA 400VAC TR-C | Breaker_Material | RAWMATERIAL | TRUE | FALSE |  |  | LV-BREAKER-MATERIAL-KBT | [9 empty] | TER MCB 2AT 63AF 3P+N 10KA 400VAC TR-C
1074224 | 1074224 | TER MCB 4AT 63AF 3P+N 10KA 400VAC TR-C | Breaker_Material | RAWMATERIAL | TRUE | FALSE |  |  | LV-BREAKER-MATERIAL-KBT | [9 empty] | TER MCB 4AT 63AF 3P+N 10KA 400VAC TR-C
1074223 | 1074223 | TER MCB 6AT 63AF 3P+N 10KA 400VAC TR-C | Breaker_Material | RAWMATERIAL | TRUE | FALSE |  |  | LV-BREAKER-MATERIAL-KBT | [9 empty] | TER MCB 6AT 63AF 3P+N 10KA 400VAC TR-C
1074222 | 1074222 | TER MCB 10AT 63AF 3P+N 10KA 400VAC TR-C | Breaker_Material | RAWMATERIAL | TRUE | FALSE |  |  | LV-BREAKER-MATERIAL-KBT | [9 empty] | TER MCB 10AT 63AF 3P+N 10KA 400VAC TR-C
1074221 | 1074221 | TER MCB 16AT 63AF 3P+N 10KA 400VAC TR-C | Breaker_Material | RAWMATERIAL | TRUE | FALSE |  |  | LV-BREAKER-MATERIAL-KBT | [9 empty] | TER MCB 16AT 63AF 3P+N 10KA 400VAC TR-C
1074220 | 1074220 | TER MCB 20AT 63AF 3P+N 10KA 400VAC TR-C | Breaker_Material | RAWMATERIAL | TRUE | FALSE |  |  | LV-BREAKER-MATERIAL-KBT | [9 empty] | TER MCB 20AT 63AF 3P+N 10KA 400VAC TR-C
1074219 | 1074219 | TER MCB 25AT 63AF 3P+N 10KA 400VAC TR-C | Breaker_Material | RAWMATERIAL | TRUE | FALSE |  |  | LV-BREAKER-MATERIAL-KBT | [9 empty] | TER MCB 25AT 63AF 3P+N 10KA 400VAC TR-C
1074218 | 1074218 | TER MCB 32AT 63AF 3P+N 10KA 400VAC TR-C | Breaker_Material | RAWMATERIAL | TRUE | FALSE |  |  | LV-BREAKER-MATERIAL-KBT | [9 empty] | TER MCB 32AT 63AF 3P+N 10KA 400VAC TR-C
1074217 | 1074217 | TER MCB 40AT 63AF 3P+N 10KA 400VAC TR-C | Breaker_Material | RAWMATERIAL | TRUE | FALSE |  |  | LV-BREAKER-MATERIAL-KBT | [9 empty] | TER MCB 40AT 63AF 3P+N 10KA 400VAC TR-C
1074216 | 1074216 | TER MCB 50AT 63AF 3P+N 10KA 400VAC TR-C | Breaker_Material | RAWMATERIAL | TRUE | FALSE |  |  | LV-BREAKER-MATERIAL-KBT | [9 empty] | TER MCB 50AT 63AF 3P+N 10KA 400VAC TR-C
1074215 | 1074215 | TER MCB 63AT 63AF 3P+N 10KA 400VAC TR-C | Breaker_Material | RAWMATERIAL | TRUE | FALSE |  |  | LV-BREAKER-MATERIAL-KBT | [9 empty] | TER MCB 63AT 63AF 3P+N 10KA 400VAC TR-C
1058633 | 1058633 | TER MCB 2AT 63AF 4P 10KA 400VAC TR-C | Breaker_Material | RAWMATERIAL | TRUE | FALSE |  |  | LV-BREAKER-MATERIAL-KBT | [9 empty] | TER MCB 2AT 63AF 4P 10KA 400VAC TR-C
1058634 | 1058634 | TER MCB 4AT 63AF 4P 10KA 400VAC TR-C | Breaker_Material | RAWMATERIAL | TRUE | FALSE |  |  | LV-BREAKER-MATERIAL-KBT | [9 empty] | TER MCB 4AT 63AF 4P 10KA 400VAC TR-C
1058635 | 1058635 | TER MCB 6AT 63AF 4P 10KA 400VAC TR-C | Breaker_Material | RAWMATERIAL | TRUE | FALSE |  |  | LV-BREAKER-MATERIAL-KBT | [9 empty] | TER MCB 6AT 63AF 4P 10KA 400VAC TR-C
1058653 | 1058653 | TER MCB 10AT 63AF 4P 10KA 400VAC TR-C | Breaker_Material | RAWMATERIAL | TRUE | FALSE |  |  | LV-BREAKER-MATERIAL-KBT | [9 empty] | TER MCB 10AT 63AF 4P 10KA 400VAC TR-C
1058654 | 1058654 | TER MCB 16AT 63AF 4P 10KA 400VAC TR-C | Breaker_Material | RAWMATERIAL | TRUE | FALSE |  |  | LV-BREAKER-MATERIAL-KBT | [9 empty] | TER MCB 16AT 63AF 4P 10KA 400VAC TR-C
1055967 | 1055967 | TER MCB 20AT 63AF 4P 10KA 400VAC TR-C | Breaker_Material | RAWMATERIAL | TRUE | FALSE |  |  | LV-BREAKER-MATERIAL-KBT | [9 empty] | TER MCB 20AT 63AF 4P 10KA 400VAC TR-C
1055983 | 1055983 | TER MCB 25AT 63AF 4P 10KA 400VAC TR-C | Breaker_Material | RAWMATERIAL | TRUE | FALSE |  |  | LV-BREAKER-MATERIAL-KBT | [9 empty] | TER MCB 25AT 63AF 4P 10KA 400VAC TR-C
1055964 | 1055964 | TER MCB 32AT 63AF 4P 10KA 400VAC TR-C | Breaker_Material | RAWMATERIAL | TRUE | FALSE |  |  | LV-BREAKER-MATERIAL-KBT | [9 empty] | TER MCB 32AT 63AF 4P 10KA 400VAC TR-C
1056302 | 1056302 | TER MCB 40AT 63AF 4P 10KA 400VAC TR-C | Breaker_Material | RAWMATERIAL | TRUE | FALSE |  |  | LV-BREAKER-MATERIAL-KBT | [9 empty] | TER MCB 40AT 63AF 4P 10KA 400VAC TR-C
1058655 | 1058655 | TER MCB 50AT 63AF 4P 10KA 400VAC TR-C | Breaker_Material | RAWMATERIAL | TRUE | FALSE |  |  | LV-BREAKER-MATERIAL-KBT | [9 empty] | TER MCB 50AT 63AF 4P 10KA 400VAC TR-C
1058656 | 1058656 | TER MCB 63AT 63AF 4P 10KA 400VAC TR-C | Breaker_Material | RAWMATERIAL | TRUE | FALSE |  |  | LV-BREAKER-MATERIAL-KBT | [9 empty] | TER MCB 63AT 63AF 4P 10KA 400VAC TR-C
1074244 | 1074244 | TER MCB 1AT 63AF 1P 10KA 230VAC TR-D | Breaker_Material | RAWMATERIAL | TRUE | FALSE |  |  | LV-BREAKER-MATERIAL-KBT | [9 empty] | TER MCB 1AT 63AF 1P 10KA 230VAC TR-D
1074243 | 1074243 | TER MCB 2AT 63AF 1P 10KA 230VAC TR-D | Breaker_Material | RAWMATERIAL | TRUE | FALSE |  |  | LV-BREAKER-MATERIAL-KBT | [9 empty] | TER MCB 2AT 63AF 1P 10KA 230VAC TR-D
1074242 | 1074242 | TER MCB 3AT 63AF 1P 10KA 230VAC TR-D | Breaker_Material | RAWMATERIAL | TRUE | FALSE |  |  | LV-BREAKER-MATERIAL-KBT | [9 empty] | TER MCB 3AT 63AF 1P 10KA 230VAC TR-D
1074241 | 1074241 | TER MCB 4AT 63AF 1P 10KA 230VAC TR-D | Breaker_Material | RAWMATERIAL | TRUE | FALSE |  |  | LV-BREAKER-MATERIAL-KBT | [9 empty] | TER MCB 4AT 63AF 1P 10KA 230VAC TR-D
1074240 | 1074240 | TER MCB 6AT 63AF 1P 10KA 230VAC TR-D | Breaker_Material | RAWMATERIAL | TRUE | FALSE |  |  | LV-BREAKER-MATERIAL-KBT | [9 empty] | TER MCB 6AT 63AF 1P 10KA 230VAC TR-D
1074239 | 1074239 | TER MCB 10AT 63AF 1P 10KA 230VAC TR-D | Breaker_Material | RAWMATERIAL | TRUE | FALSE |  |  | LV-BREAKER-MATERIAL-KBT | [9 empty] | TER MCB 10AT 63AF 1P 10KA 230VAC TR-D
1074238 | 1074238 | TER MCB 16AT 63AF 1P 10KA 230VAC TR-D | Breaker_Material | RAWMATERIAL | TRUE | FALSE |  |  | LV-BREAKER-MATERIAL-KBT | [9 empty] | TER MCB 16AT 63AF 1P 10KA 230VAC TR-D
1074237 | 1074237 | TER MCB 20AT 63AF 1P 10KA 230VAC TR-D | Breaker_Material | RAWMATERIAL | TRUE | FALSE |  |  | LV-BREAKER-MATERIAL-KBT | [9 empty] | TER MCB 20AT 63AF 1P 10KA 230VAC TR-D
1074236 | 1074236 | TER MCB 25AT 63AF 1P 10KA 230VAC TR-D | Breaker_Material | RAWMATERIAL | TRUE | FALSE |  |  | LV-BREAKER-MATERIAL-KBT | [9 empty] | TER MCB 25AT 63AF 1P 10KA 230VAC TR-D
1074235 | 1074235 | TER MCB 32AT 63AF 1P 10KA 230VAC TR-D | Breaker_Material | RAWMATERIAL | TRUE | FALSE |  |  | LV-BREAKER-MATERIAL-KBT | [9 empty] | TER MCB 32AT 63AF 1P 10KA 230VAC TR-D
1074234 | 1074234 | TER MCB 40AT 63AF 1P 10KA 230VAC TR-D | Breaker_Material | RAWMATERIAL | TRUE | FALSE |  |  | LV-BREAKER-MATERIAL-KBT | [9 empty] | TER MCB 40AT 63AF 1P 10KA 230VAC TR-D
1074233 | 1074233 | TER MCB 50AT 63AF 1P 10KA 230VAC TR-D | Breaker_Material | RAWMATERIAL | TRUE | FALSE |  |  | LV-BREAKER-MATERIAL-KBT | [9 empty] | TER MCB 50AT 63AF 1P 10KA 230VAC TR-D
1074232 | 1074232 | TER MCB 63AT 63AF 1P 10KA 230VAC TR-D | Breaker_Material | RAWMATERIAL | TRUE | FALSE |  |  | LV-BREAKER-MATERIAL-KBT | [9 empty] | TER MCB 63AT 63AF 1P 10KA 230VAC TR-D
1074245 | 1074245 | TER MCB 0.5AT 63AF 1P 10KA 230VAC TR-D | Breaker_Material | RAWMATERIAL | TRUE | FALSE |  |  | LV-BREAKER-MATERIAL-KBT | [9 empty] | TER MCB 0.5AT 63AF 1P 10KA 230VAC TR-D
1074261 | 1074261 | TER MCB 1AT 63AF 2P 10KA 400VAC TR-D | Breaker_Material | RAWMATERIAL | TRUE | FALSE |  |  | LV-BREAKER-MATERIAL-KBT | [9 empty] | TER MCB 1AT 63AF 2P 10KA 400VAC TR-D
1074260 | 1074260 | TER MCB 2AT 63AF 2P 10KA 400VAC TR-D | Breaker_Material | RAWMATERIAL | TRUE | FALSE |  |  | LV-BREAKER-MATERIAL-KBT | [9 empty] | TER MCB 2AT 63AF 2P 10KA 400VAC TR-D
1074259 | 1074259 | TER MCB 3AT 63AF 2P 10KA 400VAC TR-D | Breaker_Material | RAWMATERIAL | TRUE | FALSE |  |  | LV-BREAKER-MATERIAL-KBT | [9 empty] | TER MCB 3AT 63AF 2P 10KA 400VAC TR-D
1074258 | 1074258 | TER MCB 4AT 63AF 2P 10KA 400VAC TR-D | Breaker_Material | RAWMATERIAL | TRUE | FALSE |  |  | LV-BREAKER-MATERIAL-KBT | [9 empty] | TER MCB 4AT 63AF 2P 10KA 400VAC TR-D
1074257 | 1074257 | TER MCB 6AT 63AF 2P 10KA 400VAC TR-D | Breaker_Material | RAWMATERIAL | TRUE | FALSE |  |  | LV-BREAKER-MATERIAL-KBT | [9 empty] | TER MCB 6AT 63AF 2P 10KA 400VAC TR-D
1074256 | 1074256 | TER MCB 10AT 63AF 2P 10KA 400VAC TR-D | Breaker_Material | RAWMATERIAL | TRUE | FALSE |  |  | LV-BREAKER-MATERIAL-KBT | [9 empty] | TER MCB 10AT 63AF 2P 10KA 400VAC TR-D
1074255 | 1074255 | TER MCB 16AT 63AF 2P 10KA 400VAC TR-D | Breaker_Material | RAWMATERIAL | TRUE | FALSE |  |  | LV-BREAKER-MATERIAL-KBT | [9 empty] | TER MCB 16AT 63AF 2P 10KA 400VAC TR-D
1074254 | 1074254 | TER MCB 20AT 63AF 2P 10KA 400VAC TR-D | Breaker_Material | RAWMATERIAL | TRUE | FALSE |  |  | LV-BREAKER-MATERIAL-KBT | [9 empty] | TER MCB 20AT 63AF 2P 10KA 400VAC TR-D
1074253 | 1074253 | TER MCB 25AT 63AF 2P 10KA 400VAC TR-D | Breaker_Material | RAWMATERIAL | TRUE | FALSE |  |  | LV-BREAKER-MATERIAL-KBT | [9 empty] | TER MCB 25AT 63AF 2P 10KA 400VAC TR-D
1074252 | 1074252 | TER MCB 32AT 63AF 2P 10KA 400VAC TR-D | Breaker_Material | RAWMATERIAL | TRUE | FALSE |  |  | LV-BREAKER-MATERIAL-KBT | [9 empty] | TER MCB 32AT 63AF 2P 10KA 400VAC TR-D
1074251 | 1074251 | TER MCB 40AT 63AF 2P 10KA 400VAC TR-D | Breaker_Material | RAWMATERIAL | TRUE | FALSE |  |  | LV-BREAKER-MATERIAL-KBT | [9 empty] | TER MCB 40AT 63AF 2P 10KA 400VAC TR-D
1074250 | 1074250 | TER MCB 50AT 63AF 2P 10KA 400VAC TR-D | Breaker_Material | RAWMATERIAL | TRUE | FALSE |  |  | LV-BREAKER-MATERIAL-KBT | [9 empty] | TER MCB 50AT 63AF 2P 10KA 400VAC TR-D
1074249 | 1074249 | TER MCB 63AT 63AF 2P 10KA 400VAC TR-D | Breaker_Material | RAWMATERIAL | TRUE | FALSE |  |  | LV-BREAKER-MATERIAL-KBT | [9 empty] | TER MCB 63AT 63AF 2P 10KA 400VAC TR-D
1074262 | 1074262 | TER MCB 0.5AT 63AF 2P 10KA 400VAC TR-D | Breaker_Material | RAWMATERIAL | TRUE | FALSE |  |  | LV-BREAKER-MATERIAL-KBT | [9 empty] | TER MCB 0.5AT 63AF 2P 10KA 400VAC TR-D
1074278 | 1074278 | TER MCB 1AT 63AF 3P 10KA 400VAC TR-D | Breaker_Material | RAWMATERIAL | TRUE | FALSE |  |  | LV-BREAKER-MATERIAL-KBT | [9 empty] | TER MCB 1AT 63AF 3P 10KA 400VAC TR-D
1074277 | 1074277 | TER MCB 2AT 63AF 3P 10KA 400VAC TR-D | Breaker_Material | RAWMATERIAL | TRUE | FALSE |  |  | LV-BREAKER-MATERIAL-KBT | [9 empty] | TER MCB 2AT 63AF 3P 10KA 400VAC TR-D
1074276 | 1074276 | TER MCB 3AT 63AF 3P 10KA 400VAC TR-D | Breaker_Material | RAWMATERIAL | TRUE | FALSE |  |  | LV-BREAKER-MATERIAL-KBT | [9 empty] | TER MCB 3AT 63AF 3P 10KA 400VAC TR-D
1074275 | 1074275 | TER MCB 4AT 63AF 3P 10KA 400VAC TR-D | Breaker_Material | RAWMATERIAL | TRUE | FALSE |  |  | LV-BREAKER-MATERIAL-KBT | [9 empty] | TER MCB 4AT 63AF 3P 10KA 400VAC TR-D
1074274 | 1074274 | TER MCB 6AT 63AF 3P 10KA 400VAC TR-D | Breaker_Material | RAWMATERIAL | TRUE | FALSE |  |  | LV-BREAKER-MATERIAL-KBT | [9 empty] | TER MCB 6AT 63AF 3P 10KA 400VAC TR-D
1074273 | 1074273 | TER MCB 10AT 63AF 3P 10KA 400VAC TR-D | Breaker_Material | RAWMATERIAL | TRUE | FALSE |  |  | LV-BREAKER-MATERIAL-KBT | [9 empty] | TER MCB 10AT 63AF 3P 10KA 400VAC TR-D
1074272 | 1074272 | TER MCB 16AT 63AF 3P 10KA 400VAC TR-D | Breaker_Material | RAWMATERIAL | TRUE | FALSE |  |  | LV-BREAKER-MATERIAL-KBT | [9 empty] | TER MCB 16AT 63AF 3P 10KA 400VAC TR-D
1074271 | 1074271 | TER MCB 20AT 63AF 3P 10KA 400VAC TR-D | Breaker_Material | RAWMATERIAL | TRUE | FALSE |  |  | LV-BREAKER-MATERIAL-KBT | [9 empty] | TER MCB 20AT 63AF 3P 10KA 400VAC TR-D
1074270 | 1074270 | TER MCB 25AT 63AF 3P 10KA 400VAC TR-D | Breaker_Material | RAWMATERIAL | TRUE | FALSE |  |  | LV-BREAKER-MATERIAL-KBT | [9 empty] | TER MCB 25AT 63AF 3P 10KA 400VAC TR-D
1074269 | 1074269 | TER MCB 32AT 63AF 3P 10KA 400VAC TR-D | Breaker_Material | RAWMATERIAL | TRUE | FALSE |  |  | LV-BREAKER-MATERIAL-KBT | [9 empty] | TER MCB 32AT 63AF 3P 10KA 400VAC TR-D
1074268 | 1074268 | TER MCB 40AT 63AF 3P 10KA 400VAC TR-D | Breaker_Material | RAWMATERIAL | TRUE | FALSE |  |  | LV-BREAKER-MATERIAL-KBT | [9 empty] | TER MCB 40AT 63AF 3P 10KA 400VAC TR-D
1074267 | 1074267 | TER MCB 50AT 63AF 3P 10KA 400VAC TR-D | Breaker_Material | RAWMATERIAL | TRUE | FALSE |  |  | LV-BREAKER-MATERIAL-KBT | [9 empty] | TER MCB 50AT 63AF 3P 10KA 400VAC TR-D
1074266 | 1074266 | TER MCB 63AT 63AF 3P 10KA 400VAC TR-D | Breaker_Material | RAWMATERIAL | TRUE | FALSE |  |  | LV-BREAKER-MATERIAL-KBT | [9 empty] | TER MCB 63AT 63AF 3P 10KA 400VAC TR-D
1074279 | 1074279 | TER MCB 0.5AT 63AF 3P 10KA 400VAC TR-D | Breaker_Material | RAWMATERIAL | TRUE | FALSE |  |  | LV-BREAKER-MATERIAL-KBT | [9 empty] | TER MCB 0.5AT 63AF 3P 10KA 400VAC TR-D
1074293 | 1074293 | TER MCB 1AT 63AF 4P 10KA 400VAC TR-D | Breaker_Material | RAWMATERIAL | TRUE | FALSE |  |  | LV-BREAKER-MATERIAL-KBT | [9 empty] | TER MCB 1AT 63AF 4P 10KA 400VAC TR-D
1074292 | 1074292 | TER MCB 2AT 63AF 4P 10KA 400VAC TR-D | Breaker_Material | RAWMATERIAL | TRUE | FALSE |  |  | LV-BREAKER-MATERIAL-KBT | [9 empty] | TER MCB 2AT 63AF 4P 10KA 400VAC TR-D
1074291 | 1074291 | TER MCB 3AT 63AF 4P 10KA 400VAC TR-D | Breaker_Material | RAWMATERIAL | TRUE | FALSE |  |  | LV-BREAKER-MATERIAL-KBT | [9 empty] | TER MCB 3AT 63AF 4P 10KA 400VAC TR-D
1074290 | 1074290 | TER MCB 4AT 63AF 4P 10KA 400VAC TR-D | Breaker_Material | RAWMATERIAL | TRUE | FALSE |  |  | LV-BREAKER-MATERIAL-KBT | [9 empty] | TER MCB 4AT 63AF 4P 10KA 400VAC TR-D
1074289 | 1074289 | TER MCB 6AT 63AF 4P 10KA 400VAC TR-D | Breaker_Material | RAWMATERIAL | TRUE | FALSE |  |  | LV-BREAKER-MATERIAL-KBT | [9 empty] | TER MCB 6AT 63AF 4P 10KA 400VAC TR-D
1074288 | 1074288 | TER MCB 10AT 63AF 4P 10KA 400VAC TR-D | Breaker_Material | RAWMATERIAL | TRUE | FALSE |  |  | LV-BREAKER-MATERIAL-KBT | [9 empty] | TER MCB 10AT 63AF 4P 10KA 400VAC TR-D
1074287 | 1074287 | TER MCB 16AT 63AF 4P 10KA 400VAC TR-D | Breaker_Material | RAWMATERIAL | TRUE | FALSE |  |  | LV-BREAKER-MATERIAL-KBT | [9 empty] | TER MCB 16AT 63AF 4P 10KA 400VAC TR-D
1074286 | 1074286 | TER MCB 20AT 63AF 4P 10KA 400VAC TR-D | Breaker_Material | RAWMATERIAL | TRUE | FALSE |  |  | LV-BREAKER-MATERIAL-KBT | [9 empty] | TER MCB 20AT 63AF 4P 10KA 400VAC TR-D
1055982 | 1055982 | TER MCB 25AT 63AF 4P 10KA 400VAC TR-D | Breaker_Material | RAWMATERIAL | TRUE | FALSE |  |  | LV-BREAKER-MATERIAL-KBT | [9 empty] | TER MCB 25AT 63AF 4P 10KA 400VAC TR-D
1074285 | 1074285 | TER MCB 32AT 63AF 4P 10KA 400VAC TR-D | Breaker_Material | RAWMATERIAL | TRUE | FALSE |  |  | LV-BREAKER-MATERIAL-KBT | [9 empty] | TER MCB 32AT 63AF 4P 10KA 400VAC TR-D
1056303 | 1056303 | TER MCB 40AT 63AF 4P 10KA 400VAC TR-D | Breaker_Material | RAWMATERIAL | TRUE | FALSE |  |  | LV-BREAKER-MATERIAL-KBT | [9 empty] | TER MCB 40AT 63AF 4P 10KA 400VAC TR-D
1074284 | 1074284 | TER MCB 50AT 63AF 4P 10KA 400VAC TR-D | Breaker_Material | RAWMATERIAL | TRUE | FALSE |  |  | LV-BREAKER-MATERIAL-KBT | [9 empty] | TER MCB 50AT 63AF 4P 10KA 400VAC TR-D
1074283 | 1074283 | TER MCB 63AT 63AF 4P 10KA 400VAC TR-D | Breaker_Material | RAWMATERIAL | TRUE | FALSE |  |  | LV-BREAKER-MATERIAL-KBT | [9 empty] | TER MCB 63AT 63AF 4P 10KA 400VAC TR-D
1074294 | 1074294 | TER MCB 0.5AT 63AF 4P 10KA 400VAC TR-D | Breaker_Material | RAWMATERIAL | TRUE | FALSE |  |  | LV-BREAKER-MATERIAL-KBT | [9 empty] | TER MCB 0.5AT 63AF 4P 10KA 400VAC TR-D
1147786 | 1147786 | TER MCB 6AT 40AF 1P+N 6KA 230VAC TR-B | Breaker_Material | RAWMATERIAL | TRUE | FALSE |  |  | LV-BREAKER-MATERIAL-KBT | [9 empty] | TER MCB 6AT 40AF 1P+N 6KA 230VAC TR-B
1147399 | 1147399 | TER MCB 10AT 40AF 1P+N 6KA 230VAC TR-B | Breaker_Material | RAWMATERIAL | TRUE | FALSE |  |  | LV-BREAKER-MATERIAL-KBT | [9 empty] | TER MCB 10AT 40AF 1P+N 6KA 230VAC TR-B
1147763 | 1147763 | TER MCB 16AT 40AF 1P+N 6KA 230VAC TR-B | Breaker_Material | RAWMATERIAL | TRUE | FALSE |  |  | LV-BREAKER-MATERIAL-KBT | [9 empty] | TER MCB 16AT 40AF 1P+N 6KA 230VAC TR-B
1147767 | 1147767 | TER MCB 20AT 40AF 1P+N 6KA 230VAC TR-B | Breaker_Material | RAWMATERIAL | TRUE | FALSE |  |  | LV-BREAKER-MATERIAL-KBT | [9 empty] | TER MCB 20AT 40AF 1P+N 6KA 230VAC TR-B
1147771 | 1147771 | TER MCB 25AT 40AF 1P+N 6KA 230VAC TR-B | Breaker_Material | RAWMATERIAL | TRUE | FALSE |  |  | LV-BREAKER-MATERIAL-KBT | [9 empty] | TER MCB 25AT 40AF 1P+N 6KA 230VAC TR-B
1147775 | 1147775 | TER MCB 32AT 40AF 1P+N 6KA 230VAC TR-B | Breaker_Material | RAWMATERIAL | TRUE | FALSE |  |  | LV-BREAKER-MATERIAL-KBT | [9 empty] | TER MCB 32AT 40AF 1P+N 6KA 230VAC TR-B
1147779 | 1147779 | TER MCB 40AT 40AF 1P+N 6KA 230VAC TR-B | Breaker_Material | RAWMATERIAL | TRUE | FALSE |  |  | LV-BREAKER-MATERIAL-KBT | [9 empty] | TER MCB 40AT 40AF 1P+N 6KA 230VAC TR-B
1074199 | 1074199 | TER MCB 100AT 125AF 1P 10KA 230VAC TR-C | Breaker_Material | RAWMATERIAL | TRUE | FALSE |  |  | LV-BREAKER-MATERIAL-KBT | [9 empty] | TER MCB 100AT 125AF 1P 10KA 230VAC TR-C
1074200 | 1074200 | TER MCB 80AT 125AF 1P 10KA 230VAC TR-C | Breaker_Material | RAWMATERIAL | TRUE | FALSE |  |  | LV-BREAKER-MATERIAL-KBT | [9 empty] | TER MCB 80AT 125AF 1P 10KA 230VAC TR-C
1074198 | 1074198 | TER MCB 125AT 125AF 1P 10KA 230VAC TR-C | Breaker_Material | RAWMATERIAL | TRUE | FALSE |  |  | LV-BREAKER-MATERIAL-KBT | [9 empty] | TER MCB 125AT 125AF 1P 10KA 230VAC TR-C
1074212 | 1074212 | TER MCB 80AT 125AF 2P 10KA 400VAC TR-C | Breaker_Material | RAWMATERIAL | TRUE | FALSE |  |  | LV-BREAKER-MATERIAL-KBT | [9 empty] | TER MCB 80AT 125AF 2P 10KA 400VAC TR-C
1074211 | 1074211 | TER MCB 100AT 125AF 2P 10KA 400VAC TR-C | Breaker_Material | RAWMATERIAL | TRUE | FALSE |  |  | LV-BREAKER-MATERIAL-KBT | [9 empty] | TER MCB 100AT 125AF 2P 10KA 400VAC TR-C
1074210 | 1074210 | TER MCB 125AT 125AF 2P 10KA 400VAC TR-C | Breaker_Material | RAWMATERIAL | TRUE | FALSE |  |  | LV-BREAKER-MATERIAL-KBT | [9 empty] | TER MCB 125AT 125AF 2P 10KA 400VAC TR-C
1074214 | 1074214 | TER MCB 80AT 125AF 3P 10KA 400VAC TR-C | Breaker_Material | RAWMATERIAL | TRUE | FALSE |  |  | LV-BREAKER-MATERIAL-KBT | [9 empty] | TER MCB 80AT 125AF 3P 10KA 400VAC TR-C
1066065 | 1066065 | TER MCB 100AT 125AF 3P 10KA 400VAC TR-C | Breaker_Material | RAWMATERIAL | TRUE | FALSE |  |  | LV-BREAKER-MATERIAL-KBT | [9 empty] | TER MCB 100AT 125AF 3P 10KA 400VAC TR-C
1074213 | 1074213 | TER MCB 125AT 125AF 3P 10KA 400VAC TR-C | Breaker_Material | RAWMATERIAL | TRUE | FALSE |  |  | LV-BREAKER-MATERIAL-KBT | [9 empty] | TER MCB 125AT 125AF 3P 10KA 400VAC TR-C
1074228 | 1074228 | TER MCB 80AT 125AF 4P 10KA 400VAC TR-C | Breaker_Material | RAWMATERIAL | TRUE | FALSE |  |  | LV-BREAKER-MATERIAL-KBT | [9 empty] | TER MCB 80AT 125AF 4P 10KA 400VAC TR-C
1074227 | 1074227 | TER MCB 100AT 125AF 4P 10KA 400VAC TR-C | Breaker_Material | RAWMATERIAL | TRUE | FALSE |  |  | LV-BREAKER-MATERIAL-KBT | [9 empty] | TER MCB 100AT 125AF 4P 10KA 400VAC TR-C
1074226 | 1074226 | TER MCB 125AT 125AF 4P 10KA 400VAC TR-C | Breaker_Material | RAWMATERIAL | TRUE | FALSE |  |  | LV-BREAKER-MATERIAL-KBT | [9 empty] | TER MCB 125AT 125AF 4P 10KA 400VAC TR-C
1074231 | 1074231 | TER MCB 80AT 125AF 1P 10KA 230VAC TR-D | Breaker_Material | RAWMATERIAL | TRUE | FALSE |  |  | LV-BREAKER-MATERIAL-KBT | [9 empty] | TER MCB 80AT 125AF 1P 10KA 230VAC TR-D
1074230 | 1074230 | TER MCB 100AT 125AF 1P 10KA 230VAC TR-D | Breaker_Material | RAWMATERIAL | TRUE | FALSE |  |  | LV-BREAKER-MATERIAL-KBT | [9 empty] | TER MCB 100AT 125AF 1P 10KA 230VAC TR-D
1074229 | 1074229 | TER MCB 125AT 125AF 1P 10KA 230VAC TR-D | Breaker_Material | RAWMATERIAL | TRUE | FALSE |  |  | LV-BREAKER-MATERIAL-KBT | [9 empty] | TER MCB 125AT 125AF 1P 10KA 230VAC TR-D
1074248 | 1074248 | TER MCB 80AT 125AF 2P 10KA 400VAC TR-D | Breaker_Material | RAWMATERIAL | TRUE | FALSE |  |  | LV-BREAKER-MATERIAL-KBT | [9 empty] | TER MCB 80AT 125AF 2P 10KA 400VAC TR-D
1074247 | 1074247 | TER MCB 100AT 125AF 2P 10KA 400VAC TR-D | Breaker_Material | RAWMATERIAL | TRUE | FALSE |  |  | LV-BREAKER-MATERIAL-KBT | [9 empty] | TER MCB 100AT 125AF 2P 10KA 400VAC TR-D
1074246 | 1074246 | TER MCB 125AT 125AF 2P 10KA 400VAC TR-D | Breaker_Material | RAWMATERIAL | TRUE | FALSE |  |  | LV-BREAKER-MATERIAL-KBT | [9 empty] | TER MCB 125AT 125AF 2P 10KA 400VAC TR-D
1074265 | 1074265 | TER MCB 80AT 125AF 3P 10KA 400VAC TR-D | Breaker_Material | RAWMATERIAL | TRUE | FALSE |  |  | LV-BREAKER-MATERIAL-KBT | [9 empty] | TER MCB 80AT 125AF 3P 10KA 400VAC TR-D
1074264 | 1074264 | TER MCB 100AT 125AF 3P 10KA 400VAC TR-D | Breaker_Material | RAWMATERIAL | TRUE | FALSE |  |  | LV-BREAKER-MATERIAL-KBT | [9 empty] | TER MCB 100AT 125AF 3P 10KA 400VAC TR-D
1074263 | 1074263 | TER MCB 125AT 125AF 3P 10KA 400VAC TR-D | Breaker_Material | RAWMATERIAL | TRUE | FALSE |  |  | LV-BREAKER-MATERIAL-KBT | [9 empty] | TER MCB 125AT 125AF 3P 10KA 400VAC TR-D
1074282 | 1074282 | TER MCB 80AT 125AF 4P 10KA 400VAC TR-D | Breaker_Material | RAWMATERIAL | TRUE | FALSE |  |  | LV-BREAKER-MATERIAL-KBT | [9 empty] | TER MCB 80AT 125AF 4P 10KA 400VAC TR-D
1074281 | 1074281 | TER MCB 100AT 125AF 4P 10KA 400VAC TR-D | Breaker_Material | RAWMATERIAL | TRUE | FALSE |  |  | LV-BREAKER-MATERIAL-KBT | [9 empty] | TER MCB 100AT 125AF 4P 10KA 400VAC TR-D
1074280 | 1074280 | TER MCB 125AT 125AF 4P 10KA 400VAC TR-D | Breaker_Material | RAWMATERIAL | TRUE | FALSE |  |  | LV-BREAKER-MATERIAL-KBT | [9 empty] | TER MCB 125AT 125AF 4P 10KA 400VAC TR-D
1148329 | 1148329 | TER RCCB 25A 2P AI-TYPE 240VAC 30MA | Breaker_Material | RAWMATERIAL | TRUE | FALSE |  |  | LV-BREAKER-MATERIAL-KBT | [9 empty] | TER RCCB 25A 2P AI-TYPE 240VAC 30MA
1148350 | 1148350 | TER RCCB 40A 2P AI-TYPE 240VAC 30MA | Breaker_Material | RAWMATERIAL | TRUE | FALSE |  |  | LV-BREAKER-MATERIAL-KBT | [9 empty] | TER RCCB 40A 2P AI-TYPE 240VAC 30MA
1148351 | 1148351 | TER RCCB 63A 2P AI-TYPE 240VAC 30MA | Breaker_Material | RAWMATERIAL | TRUE | FALSE |  |  | LV-BREAKER-MATERIAL-KBT | [9 empty] | TER RCCB 63A 2P AI-TYPE 240VAC 30MA
1148352 | 1148352 | TER RCCB 40A 4P AI-TYPE 415VAC 30MA | Breaker_Material | RAWMATERIAL | TRUE | FALSE |  |  | LV-BREAKER-MATERIAL-KBT | [9 empty] | TER RCCB 40A 4P AI-TYPE 415VAC 30MA
1148353 | 1148353 | TER RCCB 40A 4P S-AI-TYPE 415VAC 300MA | Breaker_Material | RAWMATERIAL | TRUE | FALSE |  |  | LV-BREAKER-MATERIAL-KBT | [9 empty] | TER RCCB 40A 4P S-AI-TYPE 415VAC 300MA
1148354 | 1148354 | TER RCCB 100A 4P S-AI-TYPE 415VAC 300MA | Breaker_Material | RAWMATERIAL | TRUE | FALSE |  |  | LV-BREAKER-MATERIAL-KBT | [9 empty] | TER RCCB 100A 4P S-AI-TYPE 415VAC 300MA
1056269 | 1056269 | TER RCCB 25A 2P AC-TYPE 240VAC 30MA | Breaker_Material | RAWMATERIAL | TRUE | FALSE |  |  | LV-BREAKER-MATERIAL-KBT | [9 empty] | TER RCCB 25A 2P AC-TYPE 240VAC 30MA
1069006 | 1069006 | TER RCCB 40A 2P AC-TYPE 240VAC 30MA | Breaker_Material | RAWMATERIAL | TRUE | FALSE |  |  | LV-BREAKER-MATERIAL-KBT | [9 empty] | TER RCCB 40A 2P AC-TYPE 240VAC 30MA
1067841 | 1067841 | TER RCCB 63A 2P AC-TYPE 240VAC 30MA | Breaker_Material | RAWMATERIAL | TRUE | FALSE |  |  | LV-BREAKER-MATERIAL-KBT | [9 empty] | TER RCCB 63A 2P AC-TYPE 240VAC 30MA
1062646 | 1062646 | TER RCCB 25A 2P AC-TYPE 240VAC 300MA | Breaker_Material | RAWMATERIAL | TRUE | FALSE |  |  | LV-BREAKER-MATERIAL-KBT | [9 empty] | TER RCCB 25A 2P AC-TYPE 240VAC 300MA
1074298 | 1074298 | TER RCCB 40A 2P AC-TYPE 240VAC 300MA | Breaker_Material | RAWMATERIAL | TRUE | FALSE |  |  | LV-BREAKER-MATERIAL-KBT | [9 empty] | TER RCCB 40A 2P AC-TYPE 240VAC 300MA
1074299 | 1074299 | TER RCCB 63A 2P AC-TYPE 240VAC 300MA | Breaker_Material | RAWMATERIAL | TRUE | FALSE |  |  | LV-BREAKER-MATERIAL-KBT | [9 empty] | TER RCCB 63A 2P AC-TYPE 240VAC 300MA
1074308 | 1074308 | TER RCCB 25A 2P A-TYPE 240VAC 30MA | Breaker_Material | RAWMATERIAL | TRUE | FALSE |  |  | LV-BREAKER-MATERIAL-KBT | [9 empty] | TER RCCB 25A 2P A-TYPE 240VAC 30MA
1074309 | 1074309 | TER RCCB 40A 2P A-TYPE 240VAC 30MA | Breaker_Material | RAWMATERIAL | TRUE | FALSE |  |  | LV-BREAKER-MATERIAL-KBT | [9 empty] | TER RCCB 40A 2P A-TYPE 240VAC 30MA
1074310 | 1074310 | TER RCCB 63A 2P A-TYPE 240VAC 30MA | Breaker_Material | RAWMATERIAL | TRUE | FALSE |  |  | LV-BREAKER-MATERIAL-KBT | [9 empty] | TER RCCB 63A 2P A-TYPE 240VAC 30MA
1061571 | 1061571 | TER RCCB 25A 4P AC-TYPE 415VAC 30MA | Breaker_Material | RAWMATERIAL | TRUE | FALSE |  |  | LV-BREAKER-MATERIAL-KBT | [9 empty] | TER RCCB 25A 4P AC-TYPE 415VAC 30MA
1065174 | 1065174 | TER RCCB 40A 4P AC-TYPE 415VAC 30MA | Breaker_Material | RAWMATERIAL | TRUE | FALSE |  |  | LV-BREAKER-MATERIAL-KBT | [9 empty] | TER RCCB 40A 4P AC-TYPE 415VAC 30MA
1065175 | 1065175 | TER RCCB 63A 4P AC-TYPE 415VAC 30MA | Breaker_Material | RAWMATERIAL | TRUE | FALSE |  |  | LV-BREAKER-MATERIAL-KBT | [9 empty] | TER RCCB 63A 4P AC-TYPE 415VAC 30MA
1074300 | 1074300 | TER RCCB 80A 4P AC-TYPE 415VAC 30MA | Breaker_Material | RAWMATERIAL | TRUE | FALSE |  |  | LV-BREAKER-MATERIAL-KBT | [9 empty] | TER RCCB 80A 4P AC-TYPE 415VAC 30MA
1074301 | 1074301 | TER RCCB 100A 4P AC-TYPE 415VAC 30MA | Breaker_Material | RAWMATERIAL | TRUE | FALSE |  |  | LV-BREAKER-MATERIAL-KBT | [9 empty] | TER RCCB 100A 4P AC-TYPE 415VAC 30MA
1062645 | 1062645 | TER RCCB 25A 4P AC-TYPE 415VAC 300MA | Breaker_Material | RAWMATERIAL | TRUE | FALSE |  |  | LV-BREAKER-MATERIAL-KBT | [9 empty] | TER RCCB 25A 4P AC-TYPE 415VAC 300MA
1062644 | 1062644 | TER RCCB 40A 4P AC-TYPE 415VAC 300MA | Breaker_Material | RAWMATERIAL | TRUE | FALSE |  |  | LV-BREAKER-MATERIAL-KBT | [9 empty] | TER RCCB 40A 4P AC-TYPE 415VAC 300MA
1062643 | 1062643 | TER RCCB 63A 4P AC-TYPE 415VAC 300MA | Breaker_Material | RAWMATERIAL | TRUE | FALSE |  |  | LV-BREAKER-MATERIAL-KBT | [9 empty] | TER RCCB 63A 4P AC-TYPE 415VAC 300MA
1074306 | 1074306 | TER RCCB 80A 4P AC-TYPE 415VAC 300MA | Breaker_Material | RAWMATERIAL | TRUE | FALSE |  |  | LV-BREAKER-MATERIAL-KBT | [9 empty] | TER RCCB 80A 4P AC-TYPE 415VAC 300MA
1074307 | 1074307 | TER RCCB 100A 4P AC-TYPE 415VAC 300MA | Breaker_Material | RAWMATERIAL | TRUE | FALSE |  |  | LV-BREAKER-MATERIAL-KBT | [9 empty] | TER RCCB 100A 4P AC-TYPE 415VAC 300MA
1055965 | 1055965 | TER RCCB 40A 4P A-TYPE 415VAC 30MA | Breaker_Material | RAWMATERIAL | TRUE | FALSE |  |  | LV-BREAKER-MATERIAL-KBT | [9 empty] | TER RCCB 40A 4P A-TYPE 415VAC 30MA
1074311 | 1074311 | TER RCCB 100A 4P A-TYPE 415VAC 30MA | Breaker_Material | RAWMATERIAL | TRUE | FALSE |  |  | LV-BREAKER-MATERIAL-KBT | [9 empty] | TER RCCB 100A 4P A-TYPE 415VAC 30MA
1074312 | 1074312 | TER RCCB 40A 4P A-TYPE 415VAC 300MA | Breaker_Material | RAWMATERIAL | TRUE | FALSE |  |  | LV-BREAKER-MATERIAL-KBT | [9 empty] | TER RCCB 40A 4P A-TYPE 415VAC 300MA
1074313 | 1074313 | TER RCCB 100A 4P A-TYPE 415VAC 300MA | Breaker_Material | RAWMATERIAL | TRUE | FALSE |  |  | LV-BREAKER-MATERIAL-KBT | [9 empty] | TER RCCB 100A 4P A-TYPE 415VAC 300MA
1074314 | 1074314 | TER RCCB 40A 4P AC S-TYPE 415VAC 300MA | Breaker_Material | RAWMATERIAL | TRUE | FALSE |  |  | LV-BREAKER-MATERIAL-KBT | [9 empty] | TER RCCB 40A 4P AC S-TYPE 415VAC 300MA
1074315 | 1074315 | TER RCCB 100A 4P AC S-TYPE 415VAC 300MA | Breaker_Material | RAWMATERIAL | TRUE | FALSE |  |  | LV-BREAKER-MATERIAL-KBT | [9 empty] | TER RCCB 100A 4P AC S-TYPE 415VAC 300MA
1074302 | 1074302 | TER RCCB 25A 4P AC-TYPE 415VAC 100MA | Breaker_Material | RAWMATERIAL | TRUE | FALSE |  |  | LV-BREAKER-MATERIAL-KBT | [9 empty] | TER RCCB 25A 4P AC-TYPE 415VAC 100MA
1074303 | 1074303 | TER RCCB 40A 4P AC-TYPE 415VAC 100MA | Breaker_Material | RAWMATERIAL | TRUE | FALSE |  |  | LV-BREAKER-MATERIAL-KBT | [9 empty] | TER RCCB 40A 4P AC-TYPE 415VAC 100MA
1104155 | 1104155 | TER RCCB 40A 2P S-AI-TYPE 240VAC 300MA | Breaker_Material | RAWMATERIAL | TRUE | FALSE |  |  | LV-BREAKER-MATERIAL-KBT | [9 empty] | TER RCCB 40A 2P S-AI-TYPE 240VAC 300MA
1104156 | 1104156 | TER RCCB 63A 2P S-AI-TYPE 240VAC 300MA | Breaker_Material | RAWMATERIAL | TRUE | FALSE |  |  | LV-BREAKER-MATERIAL-KBT | [9 empty] | TER RCCB 63A 2P S-AI-TYPE 240VAC 300MA
1074295 | 1074295 | TER RCCB 40A 2P AC-TYPE 240VAC 100MA | Breaker_Material | RAWMATERIAL | TRUE | FALSE |  |  | LV-BREAKER-MATERIAL-KBT | [9 empty] | TER RCCB 40A 2P AC-TYPE 240VAC 100MA
1074296 | 1074296 | TER RCCB 63A 2P AC-TYPE 240VAC 100MA | Breaker_Material | RAWMATERIAL | TRUE | FALSE |  |  | LV-BREAKER-MATERIAL-KBT | [9 empty] | TER RCCB 63A 2P AC-TYPE 240VAC 100MA
1074297 | 1074297 | TER RCCB 100A 2P AC-TYPE 240VAC 100MA | Breaker_Material | RAWMATERIAL | TRUE | FALSE |  |  | LV-BREAKER-MATERIAL-KBT | [9 empty] | TER RCCB 100A 2P AC-TYPE 240VAC 100MA
1074304 | 1074304 | TER RCCB 63A 4P AC-TYPE 415VAC 100MA | Breaker_Material | RAWMATERIAL | TRUE | FALSE |  |  | LV-BREAKER-MATERIAL-KBT | [9 empty] | TER RCCB 63A 4P AC-TYPE 415VAC 100MA
1074305 | 1074305 | TER RCCB 100A 4P AC-TYPE 415VAC 100MA | Breaker_Material | RAWMATERIAL | TRUE | FALSE |  |  | LV-BREAKER-MATERIAL-KBT | [9 empty] | TER RCCB 100A 4P AC-TYPE 415VAC 100MA
1074321 | 1074321 | TER RCBO 10A 1P 10KA 240VAC TR-B 30MA CH | Breaker_Material | RAWMATERIAL | TRUE | FALSE |  |  | LV-BREAKER-MATERIAL-KBT | [9 empty] | TER RCBO 10A 1P 10KA 240VAC TR-B 30MA CH
1114313 | 1114313 | TER RCBO 10A 1P 10KA 240VAC TR-C 30MA PO | Breaker_Material | RAWMATERIAL | TRUE | FALSE |  |  | LV-BREAKER-MATERIAL-KBT | [9 empty] | TER RCBO 10A 1P 10KA 240VAC TR-C 30MA PO
1054933 | 1054933 | TER RCBO 10A 1P 10KA 240VAC TR-C 30MA CH | Breaker_Material | RAWMATERIAL | TRUE | FALSE |  |  | LV-BREAKER-MATERIAL-KBT | [9 empty] | TER RCBO 10A 1P 10KA 240VAC TR-C 30MA CH
1112688 | 1112688 | TER RCBO 10A 1P 10KA 240VAC TR-B 30MA PO | Breaker_Material | RAWMATERIAL | TRUE | FALSE |  |  | LV-BREAKER-MATERIAL-KBT | [9 empty] | TER RCBO 10A 1P 10KA 240VAC TR-B 30MA PO
1074320 | 1074320 | TER RCBO 16A 1P 10KA 240VAC TR-B 30MA CH | Breaker_Material | RAWMATERIAL | TRUE | FALSE |  |  | LV-BREAKER-MATERIAL-KBT | [9 empty] | TER RCBO 16A 1P 10KA 240VAC TR-B 30MA CH
1114312 | 1114312 | TER RCBO 16A 1P 10KA 240VAC TR-C 30MA PO | Breaker_Material | RAWMATERIAL | TRUE | FALSE |  |  | LV-BREAKER-MATERIAL-KBT | [9 empty] | TER RCBO 16A 1P 10KA 240VAC TR-C 30MA PO
1054934 | 1054934 | TER RCBO 16A 1P 10KA 240VAC TR-C 30MA CH | Breaker_Material | RAWMATERIAL | TRUE | FALSE |  |  | LV-BREAKER-MATERIAL-KBT | [9 empty] | TER RCBO 16A 1P 10KA 240VAC TR-C 30MA CH
1112687 | 1112687 | TER RCBO 16A 1P 10KA 240VAC TR-B 30MA PO | Breaker_Material | RAWMATERIAL | TRUE | FALSE |  |  | LV-BREAKER-MATERIAL-KBT | [9 empty] | TER RCBO 16A 1P 10KA 240VAC TR-B 30MA PO
1074319 | 1074319 | TER RCBO 20A 1P 10KA 240VAC TR-B 30MA CH | Breaker_Material | RAWMATERIAL | TRUE | FALSE |  |  | LV-BREAKER-MATERIAL-KBT | [9 empty] | TER RCBO 20A 1P 10KA 240VAC TR-B 30MA CH
1114311 | 1114311 | TER RCBO 20A 1P 10KA 240VAC TR-C 30MA PO | Breaker_Material | RAWMATERIAL | TRUE | FALSE |  |  | LV-BREAKER-MATERIAL-KBT | [9 empty] | TER RCBO 20A 1P 10KA 240VAC TR-C 30MA PO
1054935 | 1054935 | TER RCBO 20A 1P 10KA 240VAC TR-C 30MA CH | Breaker_Material | RAWMATERIAL | TRUE | FALSE |  |  | LV-BREAKER-MATERIAL-KBT | [9 empty] | TER RCBO 20A 1P 10KA 240VAC TR-C 30MA CH
1112686 | 1112686 | TER RCBO 20A 1P 10KA 240VAC TR-B 30MA PO | Breaker_Material | RAWMATERIAL | TRUE | FALSE |  |  | LV-BREAKER-MATERIAL-KBT | [9 empty] | TER RCBO 20A 1P 10KA 240VAC TR-B 30MA PO
1074318 | 1074318 | TER RCBO 25A 1P 10KA 240VAC TR-B 30MA CH | Breaker_Material | RAWMATERIAL | TRUE | FALSE |  |  | LV-BREAKER-MATERIAL-KBT | [9 empty] | TER RCBO 25A 1P 10KA 240VAC TR-B 30MA CH
1114310 | 1114310 | TER RCBO 25A 1P 10KA 240VAC TR-C 30MA PO | Breaker_Material | RAWMATERIAL | TRUE | FALSE |  |  | LV-BREAKER-MATERIAL-KBT | [9 empty] | TER RCBO 25A 1P 10KA 240VAC TR-C 30MA PO
1054936 | 1054936 | TER RCBO 25A 1P 10KA 240VAC TR-C 30MA CH | Breaker_Material | RAWMATERIAL | TRUE | FALSE |  |  | LV-BREAKER-MATERIAL-KBT | [9 empty] | TER RCBO 25A 1P 10KA 240VAC TR-C 30MA CH
1112685 | 1112685 | TER RCBO 25A 1P 10KA 240VAC TR-B 30MA PO | Breaker_Material | RAWMATERIAL | TRUE | FALSE |  |  | LV-BREAKER-MATERIAL-KBT | [9 empty] | TER RCBO 25A 1P 10KA 240VAC TR-B 30MA PO
1074317 | 1074317 | TER RCBO 32A 1P 10KA 240VAC TR-B 30MA CH | Breaker_Material | RAWMATERIAL | TRUE | FALSE |  |  | LV-BREAKER-MATERIAL-KBT | [9 empty] | TER RCBO 32A 1P 10KA 240VAC TR-B 30MA CH
1114309 | 1114309 | TER RCBO 32A 1P 10KA 240VAC TR-C 30MA PO | Breaker_Material | RAWMATERIAL | TRUE | FALSE |  |  | LV-BREAKER-MATERIAL-KBT | [9 empty] | TER RCBO 32A 1P 10KA 240VAC TR-C 30MA PO
1054937 | 1054937 | TER RCBO 32A 1P 10KA 240VAC TR-C 30MA CH | Breaker_Material | RAWMATERIAL | TRUE | FALSE |  |  | LV-BREAKER-MATERIAL-KBT | [9 empty] | TER RCBO 32A 1P 10KA 240VAC TR-C 30MA CH
1112684 | 1112684 | TER RCBO 32A 1P 10KA 240VAC TR-B 30MA PO | Breaker_Material | RAWMATERIAL | TRUE | FALSE |  |  | LV-BREAKER-MATERIAL-KBT | [9 empty] | TER RCBO 32A 1P 10KA 240VAC TR-B 30MA PO
1074316 | 1074316 | TER RCBO 40A 1P 10KA 240VAC TR-B 30MA CH | Breaker_Material | RAWMATERIAL | TRUE | FALSE |  |  | LV-BREAKER-MATERIAL-KBT | [9 empty] | TER RCBO 40A 1P 10KA 240VAC TR-B 30MA CH
1114308 | 1114308 | TER RCBO 40A 1P 10KA 240VAC TR-C 30MA PO | Breaker_Material | RAWMATERIAL | TRUE | FALSE |  |  | LV-BREAKER-MATERIAL-KBT | [9 empty] | TER RCBO 40A 1P 10KA 240VAC TR-C 30MA PO
1054938 | 1054938 | TER RCBO 40A 1P 10KA 240VAC TR-C 30MA CH | Breaker_Material | RAWMATERIAL | TRUE | FALSE |  |  | LV-BREAKER-MATERIAL-KBT | [9 empty] | TER RCBO 40A 1P 10KA 240VAC TR-C 30MA CH
1112683 | 1112683 | TER RCBO 40A 1P 10KA 240VAC TR-B 30MA PO | Breaker_Material | RAWMATERIAL | TRUE | FALSE |  |  | LV-BREAKER-MATERIAL-KBT | [9 empty] | TER RCBO 40A 1P 10KA 240VAC TR-B 30MA PO
1074322 | 1074322 | TER RCBO 6A 1P 10KA 240VAC TR-B 30MA CH | Breaker_Material | RAWMATERIAL | TRUE | FALSE |  |  | LV-BREAKER-MATERIAL-KBT | [9 empty] | TER RCBO 6A 1P 10KA 240VAC TR-B 30MA CH
1114314 | 1114314 | TER RCBO 6A 1P 10KA 240VAC TR-C 30MA PO | Breaker_Material | RAWMATERIAL | TRUE | FALSE |  |  | LV-BREAKER-MATERIAL-KBT | [9 empty] | TER RCBO 6A 1P 10KA 240VAC TR-C 30MA PO
1074323 | 1074323 | TER RCBO 6A 1P 10KA 240VAC TR-C 30MA CH | Breaker_Material | RAWMATERIAL | TRUE | FALSE |  |  | LV-BREAKER-MATERIAL-KBT | [9 empty] | TER RCBO 6A 1P 10KA 240VAC TR-C 30MA CH
1114307 | 1114307 | TER RCBO 6A 1P 10KA 240VAC TR-B 30MA PO | Breaker_Material | RAWMATERIAL | TRUE | FALSE |  |  | LV-BREAKER-MATERIAL-KBT | [9 empty] | TER RCBO 6A 1P 10KA 240VAC TR-B 30MA PO
1076294 | 1076294 | TER RCBO 6A 1P 10KA 240VAC TR-C 30MA CH | Breaker_Material | RAWMATERIAL | TRUE | FALSE |  |  | LV-BREAKER-MATERIAL-KBT | [9 empty] | TER RCBO 6A 1P 10KA 240VAC TR-C 30MA CH
1148518 | 1148518 | TER RCBO 6A 1P+N 6KA 230VAC TR-C 30MA | Breaker_Material | RAWMATERIAL | TRUE | FALSE |  |  | LV-BREAKER-MATERIAL-KBT | [9 empty] | TER RCBO 6A 1P+N 6KA 230VAC TR-C 30MA
1148519 | 1148519 | TER RCBO 10A 1P+N 6KA 230VAC TR-C 30MA | Breaker_Material | RAWMATERIAL | TRUE | FALSE |  |  | LV-BREAKER-MATERIAL-KBT | [9 empty] | TER RCBO 10A 1P+N 6KA 230VAC TR-C 30MA
1148630 | 1148630 | TER RCBO 16A 1P+N 6KA 230VAC TR-C 30MA | Breaker_Material | RAWMATERIAL | TRUE | FALSE |  |  | LV-BREAKER-MATERIAL-KBT | [9 empty] | TER RCBO 16A 1P+N 6KA 230VAC TR-C 30MA
1148631 | 1148631 | TER RCBO 20A 1P+N 6KA 230VAC TR-C 30MA | Breaker_Material | RAWMATERIAL | TRUE | FALSE |  |  | LV-BREAKER-MATERIAL-KBT | [9 empty] | TER RCBO 20A 1P+N 6KA 230VAC TR-C 30MA
1148632 | 1148632 | TER RCBO 25A 1P+N 6KA 230VAC TR-C 30MA | Breaker_Material | RAWMATERIAL | TRUE | FALSE |  |  | LV-BREAKER-MATERIAL-KBT | [9 empty] | TER RCBO 25A 1P+N 6KA 230VAC TR-C 30MA
1148633 | 1148633 | TER RCBO 32A 1P+N 6KA 230VAC TR-C 30MA | Breaker_Material | RAWMATERIAL | TRUE | FALSE |  |  | LV-BREAKER-MATERIAL-KBT | [9 empty] | TER RCBO 32A 1P+N 6KA 230VAC TR-C 30MA
1148634 | 1148634 | TER RCBO 40A 1P+N 6KA 230VAC TR-C 30MA | Breaker_Material | RAWMATERIAL | TRUE | FALSE |  |  | LV-BREAKER-MATERIAL-KBT | [9 empty] | TER RCBO 40A 1P+N 6KA 230VAC TR-C 30MA
1148635 | 1148635 | TER RCBO 6A 1P+N 6KA 230VAC TR-C 300MA | Breaker_Material | RAWMATERIAL | TRUE | FALSE |  |  | LV-BREAKER-MATERIAL-KBT | [9 empty] | TER RCBO 6A 1P+N 6KA 230VAC TR-C 300MA
1148636 | 1148636 | TER RCBO 10A 1P+N 6KA 230VAC TR-C 300MA | Breaker_Material | RAWMATERIAL | TRUE | FALSE |  |  | LV-BREAKER-MATERIAL-KBT | [9 empty] | TER RCBO 10A 1P+N 6KA 230VAC TR-C 300MA
1148637 | 1148637 | TER RCBO 16A 1P+N 6KA 230VAC TR-C 300MA | Breaker_Material | RAWMATERIAL | TRUE | FALSE |  |  | LV-BREAKER-MATERIAL-KBT | [9 empty] | TER RCBO 16A 1P+N 6KA 230VAC TR-C 300MA
1148638 | 1148638 | TER RCBO 20A 1P+N 6KA 230VAC TR-C 300MA | Breaker_Material | RAWMATERIAL | TRUE | FALSE |  |  | LV-BREAKER-MATERIAL-KBT | [9 empty] | TER RCBO 20A 1P+N 6KA 230VAC TR-C 300MA
1148639 | 1148639 | TER RCBO 25A 1P+N 6KA 230VAC TR-C 300MA | Breaker_Material | RAWMATERIAL | TRUE | FALSE |  |  | LV-BREAKER-MATERIAL-KBT | [9 empty] | TER RCBO 25A 1P+N 6KA 230VAC TR-C 300MA
1148640 | 1148640 | TER RCBO 32A 1P+N 6KA 230VAC TR-C 300MA | Breaker_Material | RAWMATERIAL | TRUE | FALSE |  |  | LV-BREAKER-MATERIAL-KBT | [9 empty] | TER RCBO 32A 1P+N 6KA 230VAC TR-C 300MA
1148641 | 1148641 | TER RCBO 40A 1P+N 6KA 230VAC TR-C 300MA | Breaker_Material | RAWMATERIAL | TRUE | FALSE |  |  | LV-BREAKER-MATERIAL-KBT | [9 empty] | TER RCBO 40A 1P+N 6KA 230VAC TR-C 300MA
1115537-J | 1115537-J | TER MCCB 20AT 125AF 3P 200KA 415VAC TMD | Breaker_Material | RAWMATERIAL | TRUE | FALSE |  |  | LV-BREAKER-MATERIAL-KBT | [9 empty] | TER MCCB 20AT 125AF 3P 200KA 415VAC TMD
1144558-J | 1144558-J | TER MCCB 32AT 125AF 3P 200KA 415VAC TMD | Breaker_Material | RAWMATERIAL | TRUE | FALSE |  |  | LV-BREAKER-MATERIAL-KBT | [9 empty] | TER MCCB 32AT 125AF 3P 200KA 415VAC TMD
1074363-J | 1074363-J | TER MCCB 50AT 125AF 3P 200KA 415VAC TMD | Breaker_Material | RAWMATERIAL | TRUE | FALSE |  |  | LV-BREAKER-MATERIAL-KBT | [9 empty] | TER MCCB 50AT 125AF 3P 200KA 415VAC TMD
1144557-J | 1144557-J | TER MCCB 63AT 125AF 3P 200KA 415VAC TMD | Breaker_Material | RAWMATERIAL | TRUE | FALSE |  |  | LV-BREAKER-MATERIAL-KBT | [9 empty] | TER MCCB 63AT 125AF 3P 200KA 415VAC TMD
1152128-J | 1152128-J | TER MCCB 20AT 125AF 4P 200KA 415VAC TMD | Breaker_Material | RAWMATERIAL | TRUE | FALSE |  |  | LV-BREAKER-MATERIAL-KBT | [9 empty] | TER MCCB 20AT 125AF 4P 200KA 415VAC TMD
1152129-J | 1152129-J | TER MCCB 32AT 125AF 4P 200KA 415VAC TMD | Breaker_Material | RAWMATERIAL | TRUE | FALSE |  |  | LV-BREAKER-MATERIAL-KBT | [9 empty] | TER MCCB 32AT 125AF 4P 200KA 415VAC TMD
1152130-J | 1152130-J | TER MCCB 50AT 125AF 4P 200KA 415VAC TMD | Breaker_Material | RAWMATERIAL | TRUE | FALSE |  |  | LV-BREAKER-MATERIAL-KBT | [9 empty] | TER MCCB 50AT 125AF 4P 200KA 415VAC TMD
1152131-J | 1152131-J | TER MCCB 63AT 125AF 4P 200KA 415VAC TMD | Breaker_Material | RAWMATERIAL | TRUE | FALSE |  |  | LV-BREAKER-MATERIAL-KBT | [9 empty] | TER MCCB 63AT 125AF 4P 200KA 415VAC TMD
1152132-J | 1152132-J | TER MCCB 100AT 125AF 4P 200KA 415VAC TMD | Breaker_Material | RAWMATERIAL | TRUE | FALSE |  |  | LV-BREAKER-MATERIAL-KBT | [9 empty] | TER MCCB 100AT 125AF 4P 200KA 415VAC TMD
1152133-J | 1152133-J | TER MCCB 125AT 125AF 4P 200KA 415VAC TMD | Breaker_Material | RAWMATERIAL | TRUE | FALSE |  |  | LV-BREAKER-MATERIAL-KBT | [9 empty] | TER MCCB 125AT 125AF 4P 200KA 415VAC TMD
1152134-J | 1152134-J | TER MCCB 160AT 160AF 3P 200KA 415VAC TMD | Breaker_Material | RAWMATERIAL | TRUE | FALSE |  |  | LV-BREAKER-MATERIAL-KBT | [9 empty] | TER MCCB 160AT 160AF 3P 200KA 415VAC TMD
1152135-J | 1152135-J | TER MCCB 160AT 160AF 4P 200KA 415VAC TMD | Breaker_Material | RAWMATERIAL | TRUE | FALSE |  |  | LV-BREAKER-MATERIAL-KBT | [9 empty] | TER MCCB 160AT 160AF 4P 200KA 415VAC TMD
1152136-J | 1152136-J | TER MCCB 160AT 250AF 4P 200KA 415VAC TMD | Breaker_Material | RAWMATERIAL | TRUE | FALSE |  |  | LV-BREAKER-MATERIAL-KBT | [9 empty] | TER MCCB 160AT 250AF 4P 200KA 415VAC TMD
1152137-J | 1152137-J | TER MCCB 250AT 250AF 4P 200KA 415VAC TMD | Breaker_Material | RAWMATERIAL | TRUE | FALSE |  |  | LV-BREAKER-MATERIAL-KBT | [9 empty] | TER MCCB 250AT 250AF 4P 200KA 415VAC TMD
1109451-J | 1109451-J | TER MCCB 20AT 125AF 3P 125KA 415VAC TMD | Breaker_Material | RAWMATERIAL | TRUE | FALSE |  |  | LV-BREAKER-MATERIAL-KBT | [9 empty] | TER MCCB 20AT 125AF 3P 125KA 415VAC TMD
1109450-J | 1109450-J | TER MCCB 32AT 125AF 3P 125KA 415VAC TMD | Breaker_Material | RAWMATERIAL | TRUE | FALSE |  |  | LV-BREAKER-MATERIAL-KBT | [9 empty] | TER MCCB 32AT 125AF 3P 125KA 415VAC TMD
1109449-J | 1109449-J | TER MCCB 50AT 125AF 3P 125KA 415VAC TMD | Breaker_Material | RAWMATERIAL | TRUE | FALSE |  |  | LV-BREAKER-MATERIAL-KBT | [9 empty] | TER MCCB 50AT 125AF 3P 125KA 415VAC TMD
1109448-J | 1109448-J | TER MCCB 63AT 125AF 3P 125KA 415VAC TMD | Breaker_Material | RAWMATERIAL | TRUE | FALSE |  |  | LV-BREAKER-MATERIAL-KBT | [9 empty] | TER MCCB 63AT 125AF 3P 125KA 415VAC TMD
1109447-J | 1109447-J | TER MCCB 100AT 125AF 3P 125KA 415VAC TMD | Breaker_Material | RAWMATERIAL | TRUE | FALSE |  |  | LV-BREAKER-MATERIAL-KBT | [9 empty] | TER MCCB 100AT 125AF 3P 125KA 415VAC TMD
1126027-J | 1126027-J | TER MCCB 125AT 125AF 3P 125KA 415VAC TMD | Breaker_Material | RAWMATERIAL | TRUE | FALSE |  |  | LV-BREAKER-MATERIAL-KBT | [9 empty] | TER MCCB 125AT 125AF 3P 125KA 415VAC TMD
1109443-J | 1109443-J | TER MCCB 20AT 125AF 4P 125KA 415VAC TMD | Breaker_Material | RAWMATERIAL | TRUE | FALSE |  |  | LV-BREAKER-MATERIAL-KBT | [9 empty] | TER MCCB 20AT 125AF 4P 125KA 415VAC TMD
1109442-J | 1109442-J | TER MCCB 32AT 125AF 4P 125KA 415VAC TMD | Breaker_Material | RAWMATERIAL | TRUE | FALSE |  |  | LV-BREAKER-MATERIAL-KBT | [9 empty] | TER MCCB 32AT 125AF 4P 125KA 415VAC TMD
1109441-J | 1109441-J | TER MCCB 50AT 125AF 4P 125KA 415VAC TMD | Breaker_Material | RAWMATERIAL | TRUE | FALSE |  |  | LV-BREAKER-MATERIAL-KBT | [9 empty] | TER MCCB 50AT 125AF 4P 125KA 415VAC TMD
1109440-J | 1109440-J | TER MCCB 63AT 125AF 4P 125KA 415VAC TMD | Breaker_Material | RAWMATERIAL | TRUE | FALSE |  |  | LV-BREAKER-MATERIAL-KBT | [9 empty] | TER MCCB 63AT 125AF 4P 125KA 415VAC TMD
1109439-J | 1109439-J | TER MCCB 100AT 125AF 4P 125KA 415VAC TMD | Breaker_Material | RAWMATERIAL | TRUE | FALSE |  |  | LV-BREAKER-MATERIAL-KBT | [9 empty] | TER MCCB 100AT 125AF 4P 125KA 415VAC TMD
1109438-J | 1109438-J | TER MCCB 125AT 125AF 4P 125KA 415VAC TMD | Breaker_Material | RAWMATERIAL | TRUE | FALSE |  |  | LV-BREAKER-MATERIAL-KBT | [9 empty] | TER MCCB 125AT 125AF 4P 125KA 415VAC TMD
1152636-J | 1152636-J | TER MCCB 160AT 160AF 3P 125KA 415VAC TMD | Breaker_Material | RAWMATERIAL | TRUE | FALSE |  |  | LV-BREAKER-MATERIAL-KBT | [9 empty] | TER MCCB 160AT 160AF 3P 125KA 415VAC TMD
1152637-J | 1152637-J | TER MCCB 160AT 160AF 4P 125KA 415VAC TMD | Breaker_Material | RAWMATERIAL | TRUE | FALSE |  |  | LV-BREAKER-MATERIAL-KBT | [9 empty] | TER MCCB 160AT 160AF 4P 125KA 415VAC TMD
1109446-J | 1109446-J | TER MCCB 160AT 250AF 3P 125KA 415VAC TMD | Breaker_Material | RAWMATERIAL | TRUE | FALSE |  |  | LV-BREAKER-MATERIAL-KBT | [9 empty] | TER MCCB 160AT 250AF 3P 125KA 415VAC TMD
1109445-J | 1109445-J | TER MCCB 250AT 250AF 3P 125KA 415VAC TMD | Breaker_Material | RAWMATERIAL | TRUE | FALSE |  |  | LV-BREAKER-MATERIAL-KBT | [9 empty] | TER MCCB 250AT 250AF 3P 125KA 415VAC TMD
1109437-J | 1109437-J | TER MCCB 160AT 250AF 4P 125KA 415VAC TMD | Breaker_Material | RAWMATERIAL | TRUE | FALSE |  |  | LV-BREAKER-MATERIAL-KBT | [9 empty] | TER MCCB 160AT 250AF 4P 125KA 415VAC TMD
1152638-J | 1152638-J | TER MCCB 250AT 250AF 4P 125KA 415VAC TMD | Breaker_Material | RAWMATERIAL | TRUE | FALSE |  |  | LV-BREAKER-MATERIAL-KBT | [9 empty] | TER MCCB 250AT 250AF 4P 125KA 415VAC TMD
1152639 | 1152639 | TER MCCB 40AT 250AF 3P 125KA 415VAC ACP | Breaker_Material | RAWMATERIAL | TRUE | FALSE |  |  | LV-BREAKER-MATERIAL-KBT | [9 empty] | TER MCCB 40AT 250AF 3P 125KA 415VAC ACP
1152660 | 1152660 | TER MCCB 40AT 250AF 3P 125KA 415VAC ACZ | Breaker_Material | RAWMATERIAL | TRUE | FALSE |  |  | LV-BREAKER-MATERIAL-KBT | [9 empty] | TER MCCB 40AT 250AF 3P 125KA 415VAC ACZ
1152661 | 1152661 | TER MCCB 40AT250AF 3P 125KA 415VAC ACPZ | Breaker_Material | RAWMATERIAL | TRUE | FALSE |  |  | LV-BREAKER-MATERIAL-KBT | [9 empty] | TER MCCB 40AT250AF 3P 125KA 415VAC ACPZ
1152662 | 1152662 | TER MCCB 40AT 250AF 4P 125KA 415VAC ACN | Breaker_Material | RAWMATERIAL | TRUE | FALSE |  |  | LV-BREAKER-MATERIAL-KBT | [9 empty] | TER MCCB 40AT 250AF 4P 125KA 415VAC ACN
1152663 | 1152663 | TER MCCB 40AT 250AF 4P 125KA 415VAC ACNP | Breaker_Material | RAWMATERIAL | TRUE | FALSE |  |  | LV-BREAKER-MATERIAL-KBT | [9 empty] | TER MCCB 40AT 250AF 4P 125KA 415VAC ACNP
1152664 | 1152664 | TER MCCB 40AT250AF 4P 125KA 415VAC ACNZ | Breaker_Material | RAWMATERIAL | TRUE | FALSE |  |  | LV-BREAKER-MATERIAL-KBT | [9 empty] | TER MCCB 40AT250AF 4P 125KA 415VAC ACNZ
1152665 | 1152665 | TER MCCB 40AT 250AF 4P 125KA 415V ACNPZ | Breaker_Material | RAWMATERIAL | TRUE | FALSE |  |  | LV-BREAKER-MATERIAL-KBT | [9 empty] | TER MCCB 40AT 250AF 4P 125KA 415V ACNPZ
1152666 | 1152666 | TER MCCB 125AT 250AF 3P 125KA 415VAC AC | Breaker_Material | RAWMATERIAL | TRUE | FALSE |  |  | LV-BREAKER-MATERIAL-KBT | [9 empty] | TER MCCB 125AT 250AF 3P 125KA 415VAC AC
1152667 | 1152667 | TER MCCB 125AT 250AF 3P 125KA 415V ACP | Breaker_Material | RAWMATERIAL | TRUE | FALSE |  |  | LV-BREAKER-MATERIAL-KBT | [9 empty] | TER MCCB 125AT 250AF 3P 125KA 415V ACP
1152668 | 1152668 | TER MCCB 125AT 250AF 3P 125KA 415V ACZ | Breaker_Material | RAWMATERIAL | TRUE | FALSE |  |  | LV-BREAKER-MATERIAL-KBT | [9 empty] | TER MCCB 125AT 250AF 3P 125KA 415V ACZ
1152669 | 1152669 | TER MCCB 125AT 250AF 3P 125KA 415V ACPZ | Breaker_Material | RAWMATERIAL | TRUE | FALSE |  |  | LV-BREAKER-MATERIAL-KBT | [9 empty] | TER MCCB 125AT 250AF 3P 125KA 415V ACPZ
1152670 | 1152670 | TER MCCB 125AT 250AF 3P 125KA 415VAC ACN | Breaker_Material | RAWMATERIAL | TRUE | FALSE |  |  | LV-BREAKER-MATERIAL-KBT | [9 empty] | TER MCCB 125AT 250AF 3P 125KA 415VAC ACN
1152671 | 1152671 | TER MCCB 125AT 250AF 3P 125KA 415V ACNP | Breaker_Material | RAWMATERIAL | TRUE | FALSE |  |  | LV-BREAKER-MATERIAL-KBT | [9 empty] | TER MCCB 125AT 250AF 3P 125KA 415V ACNP
1152672 | 1152672 | TER MCCB 125AT 250AF 3P 125KA 415V ACNZ | Breaker_Material | RAWMATERIAL | TRUE | FALSE |  |  | LV-BREAKER-MATERIAL-KBT | [9 empty] | TER MCCB 125AT 250AF 3P 125KA 415V ACNZ
1152673 | 1152673 | TER MCCB 125AT250AF 3P 125KA 415V ACNPZ | Breaker_Material | RAWMATERIAL | TRUE | FALSE |  |  | LV-BREAKER-MATERIAL-KBT | [9 empty] | TER MCCB 125AT250AF 3P 125KA 415V ACNPZ
1152674 | 1152674 | TER MCCB 160AT 250AF 3P 125KA 415VAC AC | Breaker_Material | RAWMATERIAL | TRUE | FALSE |  |  | LV-BREAKER-MATERIAL-KBT | [9 empty] | TER MCCB 160AT 250AF 3P 125KA 415VAC AC
1152675 | 1152675 | TER MCCB 160AT 250AF 3P 125KA 415VAC ACP | Breaker_Material | RAWMATERIAL | TRUE | FALSE |  |  | LV-BREAKER-MATERIAL-KBT | [9 empty] | TER MCCB 160AT 250AF 3P 125KA 415VAC ACP
1152676 | 1152676 | TER MCCB 160AT 250AF 3P 125KA 415V ACZ | Breaker_Material | RAWMATERIAL | TRUE | FALSE |  |  | LV-BREAKER-MATERIAL-KBT | [9 empty] | TER MCCB 160AT 250AF 3P 125KA 415V ACZ
1152677 | 1152677 | TER MCCB 160AT 250AF 3P 125KA 415V ACPZ | Breaker_Material | RAWMATERIAL | TRUE | FALSE |  |  | LV-BREAKER-MATERIAL-KBT | [9 empty] | TER MCCB 160AT 250AF 3P 125KA 415V ACPZ
1152678 | 1152678 | TER MCCB 160AT 250AF 3P 125KA 415V ACN | Breaker_Material | RAWMATERIAL | TRUE | FALSE |  |  | LV-BREAKER-MATERIAL-KBT | [9 empty] | TER MCCB 160AT 250AF 3P 125KA 415V ACN
1152679 | 1152679 | TER MCCB 160AT 250AF 3P 125KA 415V ACNP | Breaker_Material | RAWMATERIAL | TRUE | FALSE |  |  | LV-BREAKER-MATERIAL-KBT | [9 empty] | TER MCCB 160AT 250AF 3P 125KA 415V ACNP
1152680 | 1152680 | TER MCCB 160AT 250AF 3P 125KA 415V ACNZ | Breaker_Material | RAWMATERIAL | TRUE | FALSE |  |  | LV-BREAKER-MATERIAL-KBT | [9 empty] | TER MCCB 160AT 250AF 3P 125KA 415V ACNZ
1152681 | 1152681 | TER MCCB 160AT250AF 3P 125KA 415V ACNPZ | Breaker_Material | RAWMATERIAL | TRUE | FALSE |  |  | LV-BREAKER-MATERIAL-KBT | [9 empty] | TER MCCB 160AT250AF 3P 125KA 415V ACNPZ
1152682 | 1152682 | TER MCCB 250AT 250AF 3P 125KA 415VAC AC | Breaker_Material | RAWMATERIAL | TRUE | FALSE |  |  | LV-BREAKER-MATERIAL-KBT | [9 empty] | TER MCCB 250AT 250AF 3P 125KA 415VAC AC
1152683 | 1152683 | TER MCCB 250AT 250AF 3P 125KA 415V ACP | Breaker_Material | RAWMATERIAL | TRUE | FALSE |  |  | LV-BREAKER-MATERIAL-KBT | [9 empty] | TER MCCB 250AT 250AF 3P 125KA 415V ACP
1152684 | 1152684 | TER MCCB 250AT 250AF 3P 125KA 415V ACZ | Breaker_Material | RAWMATERIAL | TRUE | FALSE |  |  | LV-BREAKER-MATERIAL-KBT | [9 empty] | TER MCCB 250AT 250AF 3P 125KA 415V ACZ
1152685 | 1152685 | TER MCCB 250AT 250AF 3P 125KA 415V ACPZ | Breaker_Material | RAWMATERIAL | TRUE | FALSE |  |  | LV-BREAKER-MATERIAL-KBT | [9 empty] | TER MCCB 250AT 250AF 3P 125KA 415V ACPZ
1152686 | 1152686 | TER MCCB 250AT 250AF 3P 125KA 415VAC ACN | Breaker_Material | RAWMATERIAL | TRUE | FALSE |  |  | LV-BREAKER-MATERIAL-KBT | [9 empty] | TER MCCB 250AT 250AF 3P 125KA 415VAC ACN
1152687 | 1152687 | TER MCCB 250AT 250AF 3P 125KA 415V ACNP | Breaker_Material | RAWMATERIAL | TRUE | FALSE |  |  | LV-BREAKER-MATERIAL-KBT | [9 empty] | TER MCCB 250AT 250AF 3P 125KA 415V ACNP
1152688 | 1152688 | TER MCCB 250AT 250AF 3P 125KA 415V ACNZ | Breaker_Material | RAWMATERIAL | TRUE | FALSE |  |  | LV-BREAKER-MATERIAL-KBT | [9 empty] | TER MCCB 250AT 250AF 3P 125KA 415V ACNZ
1152689 | 1152689 | TER MCCB 250AT250AF 3P 125KA 415V ACNPZ | Breaker_Material | RAWMATERIAL | TRUE | FALSE |  |  | LV-BREAKER-MATERIAL-KBT | [9 empty] | TER MCCB 250AT250AF 3P 125KA 415V ACNPZ
1152690 | 1152690 | TER MCCB 250AT 400AF 3P 125KA 415VAC A | Breaker_Material | RAWMATERIAL | TRUE | FALSE |  |  | LV-BREAKER-MATERIAL-KBT | [9 empty] | TER MCCB 250AT 400AF 3P 125KA 415VAC A
1152691 | 1152691 | TER MCCB 250AT 400AF 3P 125KA 415VAC AP | Breaker_Material | RAWMATERIAL | TRUE | FALSE |  |  | LV-BREAKER-MATERIAL-KBT | [9 empty] | TER MCCB 250AT 400AF 3P 125KA 415VAC AP
1109444 | 1109444 | TER MCCB 400AT 400AF 3P 125KA 415VAC A | Breaker_Material | RAWMATERIAL | TRUE | FALSE |  |  | LV-BREAKER-MATERIAL-KBT | [9 empty] | TER MCCB 400AT 400AF 3P 125KA 415VAC A
1068694 | 1068694 | TER MCCB 400AT 400AF 3P 125KA 415VAC AG | Breaker_Material | RAWMATERIAL | TRUE | FALSE |  |  | LV-BREAKER-MATERIAL-KBT | [9 empty] | TER MCCB 400AT 400AF 3P 125KA 415VAC AG
1152692 | 1152692 | TER MCCB 400AT 400AF 3P 125KA 415VAC AP | Breaker_Material | RAWMATERIAL | TRUE | FALSE |  |  | LV-BREAKER-MATERIAL-KBT | [9 empty] | TER MCCB 400AT 400AF 3P 125KA 415VAC AP
1152693 | 1152693 | TER MCCB 400AT 400AF 3P 125KA 415V APG | Breaker_Material | RAWMATERIAL | TRUE | FALSE |  |  | LV-BREAKER-MATERIAL-KBT | [9 empty] | TER MCCB 400AT 400AF 3P 125KA 415V APG
1152694 | 1152694 | TER MCCB 250AT 400AF 4P 125KA 415VAC A | Breaker_Material | RAWMATERIAL | TRUE | FALSE |  |  | LV-BREAKER-MATERIAL-KBT | [9 empty] | TER MCCB 250AT 400AF 4P 125KA 415VAC A
1152695 | 1152695 | TER MCCB 400AT 400AF 4P 125KA 415VAC A | Breaker_Material | RAWMATERIAL | TRUE | FALSE |  |  | LV-BREAKER-MATERIAL-KBT | [9 empty] | TER MCCB 400AT 400AF 4P 125KA 415VAC A
1144609 | 1144609 | TER MCCB 630AT 800AF 3P 125KA 415VAC A | Breaker_Material | RAWMATERIAL | TRUE | FALSE |  |  | LV-BREAKER-MATERIAL-KBT | [9 empty] | TER MCCB 630AT 800AF 3P 125KA 415VAC A
1152696 | 1152696 | TER MCCB 630AT 800AF 3P 125KA 415VAC AP | Breaker_Material | RAWMATERIAL | TRUE | FALSE |  |  | LV-BREAKER-MATERIAL-KBT | [9 empty] | TER MCCB 630AT 800AF 3P 125KA 415VAC AP
1152697 | 1152697 | TER MCCB 630AT 800AF 3P 125KA 415VAC AG | Breaker_Material | RAWMATERIAL | TRUE | FALSE |  |  | LV-BREAKER-MATERIAL-KBT | [9 empty] | TER MCCB 630AT 800AF 3P 125KA 415VAC AG
1152698 | 1152698 | TER MCCB 630AT 800AF 3P 125KA 415VAC APG | Breaker_Material | RAWMATERIAL | TRUE | FALSE |  |  | LV-BREAKER-MATERIAL-KBT | [9 empty] | TER MCCB 630AT 800AF 3P 125KA 415VAC APG
1117941 | 1117941 | TER MCCB 800AT 800AF 3P 125KA 415VAC A | Breaker_Material | RAWMATERIAL | TRUE | FALSE |  |  | LV-BREAKER-MATERIAL-KBT | [9 empty] | TER MCCB 800AT 800AF 3P 125KA 415VAC A
1152699 | 1152699 | TER MCCB 800AT 800AF 3P 125KA 415VAC AP | Breaker_Material | RAWMATERIAL | TRUE | FALSE |  |  | LV-BREAKER-MATERIAL-KBT | [9 empty] | TER MCCB 800AT 800AF 3P 125KA 415VAC AP
1135748 | 1135748 | TER MCCB 800AT 800AF 3P 125KA 415VAC AG | Breaker_Material | RAWMATERIAL | TRUE | FALSE |  |  | LV-BREAKER-MATERIAL-KBT | [9 empty] | TER MCCB 800AT 800AF 3P 125KA 415VAC AG
1152700 | 1152700 | TER MCCB 800AT 800AF 3P 125KA 415VAC APG | Breaker_Material | RAWMATERIAL | TRUE | FALSE |  |  | LV-BREAKER-MATERIAL-KBT | [9 empty] | TER MCCB 800AT 800AF 3P 125KA 415VAC APG
1129466 | 1129466 | TER MCCB 630AT 800AF 4P 125KA 415VAC A | Breaker_Material | RAWMATERIAL | TRUE | FALSE |  |  | LV-BREAKER-MATERIAL-KBT | [9 empty] | TER MCCB 630AT 800AF 4P 125KA 415VAC A
1152701 | 1152701 | TER MCCB 630AT 800AF 4P 125KA 415VAC AP | Breaker_Material | RAWMATERIAL | TRUE | FALSE |  |  | LV-BREAKER-MATERIAL-KBT | [9 empty] | TER MCCB 630AT 800AF 4P 125KA 415VAC AP
1152702 | 1152702 | TER MCCB 630AT 800AF 4P 125KA 415VAC AN | Breaker_Material | RAWMATERIAL | TRUE | FALSE |  |  | LV-BREAKER-MATERIAL-KBT | [9 empty] | TER MCCB 630AT 800AF 4P 125KA 415VAC AN
1152703 | 1152703 | TER MCCB 630AT800AF 4P 125KA 415VAC APN | Breaker_Material | RAWMATERIAL | TRUE | FALSE |  |  | LV-BREAKER-MATERIAL-KBT | [9 empty] | TER MCCB 630AT800AF 4P 125KA 415VAC APN
1152704 | 1152704 | TER MCCB 630AT 800AF 4P 125KA 415VAC AGN | Breaker_Material | RAWMATERIAL | TRUE | FALSE |  |  | LV-BREAKER-MATERIAL-KBT | [9 empty] | TER MCCB 630AT 800AF 4P 125KA 415VAC AGN
1152705 | 1152705 | TER MCCB 630T800AF 4P 125KA 415VAC APGN | Breaker_Material | RAWMATERIAL | TRUE | FALSE |  |  | LV-BREAKER-MATERIAL-KBT | [9 empty] | TER MCCB 630T800AF 4P 125KA 415VAC APGN
1129467 | 1129467 | TER MCCB 800AT 800AF 4P 125KA 415VAC A | Breaker_Material | RAWMATERIAL | TRUE | FALSE |  |  | LV-BREAKER-MATERIAL-KBT | [9 empty] | TER MCCB 800AT 800AF 4P 125KA 415VAC A
1152706 | 1152706 | TER MCCB 800AT 800AF 4P 125KA 415VAC AP | Breaker_Material | RAWMATERIAL | TRUE | FALSE |  |  | LV-BREAKER-MATERIAL-KBT | [9 empty] | TER MCCB 800AT 800AF 4P 125KA 415VAC AP
1152707 | 1152707 | TER MCCB 800AT 800AF 4P 125KA 415VAC AN | Breaker_Material | RAWMATERIAL | TRUE | FALSE |  |  | LV-BREAKER-MATERIAL-KBT | [9 empty] | TER MCCB 800AT 800AF 4P 125KA 415VAC AN
1152708 | 1152708 | TER MCCB 800AT 800AF 4P 125KA 415VAC APN | Breaker_Material | RAWMATERIAL | TRUE | FALSE |  |  | LV-BREAKER-MATERIAL-KBT | [9 empty] | TER MCCB 800AT 800AF 4P 125KA 415VAC APN
1143430 | 1143430 | TER MCCB 800AT 800AF 4P 125KA 415VAC AGN | Breaker_Material | RAWMATERIAL | TRUE | FALSE |  |  | LV-BREAKER-MATERIAL-KBT | [9 empty] | TER MCCB 800AT 800AF 4P 125KA 415VAC AGN
1152709 | 1152709 | TER MCCB 800AT800AF 4P 125KA 415VAC APGN | Breaker_Material | RAWMATERIAL | TRUE | FALSE |  |  | LV-BREAKER-MATERIAL-KBT | [9 empty] | TER MCCB 800AT800AF 4P 125KA 415VAC APGN
1152710 | 1152710 | TER MCCB 630AT 800AF 3P 125KA 415V A LCD | Breaker_Material | RAWMATERIAL | TRUE | FALSE |  |  | LV-BREAKER-MATERIAL-KBT | [9 empty] | TER MCCB 630AT 800AF 3P 125KA 415V A LCD
1152711 | 1152711 | TER MCCB 630T 800AF 3P 125KA 415V AG LCD | Breaker_Material | RAWMATERIAL | TRUE | FALSE |  |  | LV-BREAKER-MATERIAL-KBT | [9 empty] | TER MCCB 630T 800AF 3P 125KA 415V AG LCD
1152712 | 1152712 | TER MCCB 630T 800AF 3P 125KA 415V AP LCD | Breaker_Material | RAWMATERIAL | TRUE | FALSE |  |  | LV-BREAKER-MATERIAL-KBT | [9 empty] | TER MCCB 630T 800AF 3P 125KA 415V AP LCD
1152713 | 1152713 | TER MCCB 630T800F 3P 125KA415V APGSC LCD | Breaker_Material | RAWMATERIAL | TRUE | FALSE |  |  | LV-BREAKER-MATERIAL-KBT | [9 empty] | TER MCCB 630T800F 3P 125KA415V APGSC LCD
1152714 | 1152714 | TER MCCB 630T800F 3P 125KA 415V APCWH LC | Breaker_Material | RAWMATERIAL | TRUE | FALSE |  |  | LV-BREAKER-MATERIAL-KBT | [9 empty] | TER MCCB 630T800F 3P 125KA 415V APCWH LC
1152715 | 1152715 | TER MCCB 630T800F 3P 125KA 415V APGSCWH | Breaker_Material | RAWMATERIAL | TRUE | FALSE |  |  | LV-BREAKER-MATERIAL-KBT | [9 empty] | TER MCCB 630T800F 3P 125KA 415V APGSCWH
1152716 | 1152716 | TER MCCB 630AT800AF 4P 125KA 415V A LCD | Breaker_Material | RAWMATERIAL | TRUE | FALSE |  |  | LV-BREAKER-MATERIAL-KBT | [9 empty] | TER MCCB 630AT800AF 4P 125KA 415V A LCD
1152717 | 1152717 | TER MCCB 630T 800F 4P 125KA 415V AGN LCD | Breaker_Material | RAWMATERIAL | TRUE | FALSE |  |  | LV-BREAKER-MATERIAL-KBT | [9 empty] | TER MCCB 630T 800F 4P 125KA 415V AGN LCD
1152718 | 1152718 | TER MCCB 630T 800AF 4P 125KA 415V AP LCD | Breaker_Material | RAWMATERIAL | TRUE | FALSE |  |  | LV-BREAKER-MATERIAL-KBT | [9 empty] | TER MCCB 630T 800AF 4P 125KA 415V AP LCD
1152719 | 1152719 | TER MCCB 630T800F 4P 125KA 415V APGNS LC | Breaker_Material | RAWMATERIAL | TRUE | FALSE |  |  | LV-BREAKER-MATERIAL-KBT | [9 empty] | TER MCCB 630T800F 4P 125KA 415V APGNS LC
1152720 | 1152720 | TER MCCB 630T800F 4P 125KA415V APCWH LCD | Breaker_Material | RAWMATERIAL | TRUE | FALSE |  |  | LV-BREAKER-MATERIAL-KBT | [9 empty] | TER MCCB 630T800F 4P 125KA415V APCWH LCD
1152721 | 1152721 | TER MCCB 630T800F 4P 125KA415V APGNSCWH | Breaker_Material | RAWMATERIAL | TRUE | FALSE |  |  | LV-BREAKER-MATERIAL-KBT | [9 empty] | TER MCCB 630T800F 4P 125KA415V APGNSCWH
1152722 | 1152722 | TER MCCB 800AT800AF 3P 125KA 415V A LCD | Breaker_Material | RAWMATERIAL | TRUE | FALSE |  |  | LV-BREAKER-MATERIAL-KBT | [9 empty] | TER MCCB 800AT800AF 3P 125KA 415V A LCD
1152723 | 1152723 | TER MCCB 800AT800AF 3P 125KA 415V AG LCD | Breaker_Material | RAWMATERIAL | TRUE | FALSE |  |  | LV-BREAKER-MATERIAL-KBT | [9 empty] | TER MCCB 800AT800AF 3P 125KA 415V AG LCD
1152724 | 1152724 | TER MCCB 800AT800AF 3P 125KA 415V AP LCD | Breaker_Material | RAWMATERIAL | TRUE | FALSE |  |  | LV-BREAKER-MATERIAL-KBT | [9 empty] | TER MCCB 800AT800AF 3P 125KA 415V AP LCD
1152725 | 1152725 | TER MCCB 800A 3P 125KA 415V APGSC LCD | Breaker_Material | RAWMATERIAL | TRUE | FALSE |  |  | LV-BREAKER-MATERIAL-KBT | [9 empty] | TER MCCB 800A 3P 125KA 415V APGSC LCD
1152726 | 1152726 | TER MCCB 800A 3P 125KA 415V APCWH LCD | Breaker_Material | RAWMATERIAL | TRUE | FALSE |  |  | LV-BREAKER-MATERIAL-KBT | [9 empty] | TER MCCB 800A 3P 125KA 415V APCWH LCD
1152727 | 1152727 | TER MCCB 800A 3P 125KA 415V APGSCWH LCD | Breaker_Material | RAWMATERIAL | TRUE | FALSE |  |  | LV-BREAKER-MATERIAL-KBT | [9 empty] | TER MCCB 800A 3P 125KA 415V APGSCWH LCD
1152728 | 1152728 | TER MCCB 800AT 800AF 4P 125KA 415V A LCD | Breaker_Material | RAWMATERIAL | TRUE | FALSE |  |  | LV-BREAKER-MATERIAL-KBT | [9 empty] | TER MCCB 800AT 800AF 4P 125KA 415V A LCD
1152729 | 1152729 | TER MCCB 800T 800F 4P 125KA 415V AGN LCD | Breaker_Material | RAWMATERIAL | TRUE | FALSE |  |  | LV-BREAKER-MATERIAL-KBT | [9 empty] | TER MCCB 800T 800F 4P 125KA 415V AGN LCD
1152730 | 1152730 | TER MCCB 800T 800AF 4P 125KA 415V AP LCD | Breaker_Material | RAWMATERIAL | TRUE | FALSE |  |  | LV-BREAKER-MATERIAL-KBT | [9 empty] | TER MCCB 800T 800AF 4P 125KA 415V AP LCD
1152731 | 1152731 | TER MCCB 800A 4P 125KA 415V APGNS LCD | Breaker_Material | RAWMATERIAL | TRUE | FALSE |  |  | LV-BREAKER-MATERIAL-KBT | [9 empty] | TER MCCB 800A 4P 125KA 415V APGNS LCD
1152732 | 1152732 | TER MCCB 800A 4P 125KA 415V APCWH LCD | Breaker_Material | RAWMATERIAL | TRUE | FALSE |  |  | LV-BREAKER-MATERIAL-KBT | [9 empty] | TER MCCB 800A 4P 125KA 415V APCWH LCD
1152733 | 1152733 | TER MCCB 800A 4P 125KA415V APGNSCWH LCD | Breaker_Material | RAWMATERIAL | TRUE | FALSE |  |  | LV-BREAKER-MATERIAL-KBT | [9 empty] | TER MCCB 800A 4P 125KA415V APGNSCWH LCD
1049124-J | 1049124-J | TER MCCB 100AT 125AF 3P 25KA 415V TMD JP | Breaker_Material | RAWMATERIAL | TRUE | FALSE |  |  | LV-BREAKER-MATERIAL-KBT | [9 empty] | TER MCCB 100AT 125AF 3P 25KA 415V TMD JP
1112503-J | 1112503-J | TER MCCB 100AT 125AF 4P 25KA 415V TMD JP | Breaker_Material | RAWMATERIAL | TRUE | FALSE |  |  | LV-BREAKER-MATERIAL-KBT | [9 empty] | TER MCCB 100AT 125AF 4P 25KA 415V TMD JP
1053184-J | 1053184-J | TER MCCB 125AT 125AF 3P 25KA 415V TMD JP | Breaker_Material | RAWMATERIAL | TRUE | FALSE |  |  | LV-BREAKER-MATERIAL-KBT | [9 empty] | TER MCCB 125AT 125AF 3P 25KA 415V TMD JP
1112504-J | 1112504-J | TER MCCB 125AT 125AF 4P 25KA 415V TMD JP | Breaker_Material | RAWMATERIAL | TRUE | FALSE |  |  | LV-BREAKER-MATERIAL-KBT | [9 empty] | TER MCCB 125AT 125AF 4P 25KA 415V TMD JP
1049118-J | 1049118-J | TER MCCB 20AT 125AF 3P 25KA 415V TMD JP | Breaker_Material | RAWMATERIAL | TRUE | FALSE |  |  | LV-BREAKER-MATERIAL-KBT | [9 empty] | TER MCCB 20AT 125AF 3P 25KA 415V TMD JP
1112479-J | 1112479-J | TER MCCB 20AT 125AF 4P 25KA 415V TMD JP | Breaker_Material | RAWMATERIAL | TRUE | FALSE |  |  | LV-BREAKER-MATERIAL-KBT | [9 empty] | TER MCCB 20AT 125AF 4P 25KA 415V TMD JP
1049117-J | 1049117-J | TER MCCB 32AT 125AF 3P 25KA 415V TMD JP | Breaker_Material | RAWMATERIAL | TRUE | FALSE |  |  | LV-BREAKER-MATERIAL-KBT | [9 empty] | TER MCCB 32AT 125AF 3P 25KA 415V TMD JP
1112500-J | 1112500-J | TER MCCB 32AT 125AF 4P 25KA 415V TMD JP | Breaker_Material | RAWMATERIAL | TRUE | FALSE |  |  | LV-BREAKER-MATERIAL-KBT | [9 empty] | TER MCCB 32AT 125AF 4P 25KA 415V TMD JP
1049125-J | 1049125-J | TER MCCB 50AT 125AF 3P 25KA 415V TMD JP | Breaker_Material | RAWMATERIAL | TRUE | FALSE |  |  | LV-BREAKER-MATERIAL-KBT | [9 empty] | TER MCCB 50AT 125AF 3P 25KA 415V TMD JP
1112501-J | 1112501-J | TER MCCB 50AT 125AF 4P 25KA 415V TMD JP | Breaker_Material | RAWMATERIAL | TRUE | FALSE |  |  | LV-BREAKER-MATERIAL-KBT | [9 empty] | TER MCCB 50AT 125AF 4P 25KA 415V TMD JP
1053182-J | 1053182-J | TER MCCB 63AT 125AF 3P 25KA 415V TMD JP | Breaker_Material | RAWMATERIAL | TRUE | FALSE |  |  | LV-BREAKER-MATERIAL-KBT | [9 empty] | TER MCCB 63AT 125AF 3P 25KA 415V TMD JP
1112502-J | 1112502-J | TER MCCB 63AT 125AF 4P 25KA 415V TMD JP | Breaker_Material | RAWMATERIAL | TRUE | FALSE |  |  | LV-BREAKER-MATERIAL-KBT | [9 empty] | TER MCCB 63AT 125AF 4P 25KA 415V TMD JP
1149665 | 1149665 | TER MCCB 100AT 160AF 1P 25KA 240V TMF FW | Breaker_Material | RAWMATERIAL | TRUE | FALSE |  |  | LV-BREAKER-MATERIAL-KBT | [9 empty] | TER MCCB 100AT 160AF 1P 25KA 240V TMF FW
1117342 | 1117342 | TER MCCB 100AT 160AF 1P 25KA 240VAC TMF | Breaker_Material | RAWMATERIAL | TRUE | FALSE |  |  | LV-BREAKER-MATERIAL-KBT | [9 empty] | TER MCCB 100AT 160AF 1P 25KA 240VAC TMF
1149666 | 1149666 | TER MCCB 100AT 160AF 3P 16KA 415VAC TMF | Breaker_Material | RAWMATERIAL | TRUE | FALSE |  |  | LV-BREAKER-MATERIAL-KBT | [9 empty] | TER MCCB 100AT 160AF 3P 16KA 415VAC TMF
1149667 | 1149667 | TER MCCB 100AT 160AF 4P 16KA 415VAC TMF | Breaker_Material | RAWMATERIAL | TRUE | FALSE |  |  | LV-BREAKER-MATERIAL-KBT | [9 empty] | TER MCCB 100AT 160AF 4P 16KA 415VAC TMF
1149668 | 1149668 | TER MCCB 125AT 160AF 1P 25KA 240V TMF FW | Breaker_Material | RAWMATERIAL | TRUE | FALSE |  |  | LV-BREAKER-MATERIAL-KBT | [9 empty] | TER MCCB 125AT 160AF 1P 25KA 240V TMF FW
1149669 | 1149669 | TER MCCB 125AT 160AF 1P 25KA 240VAC TMF | Breaker_Material | RAWMATERIAL | TRUE | FALSE |  |  | LV-BREAKER-MATERIAL-KBT | [9 empty] | TER MCCB 125AT 160AF 1P 25KA 240VAC TMF
1149680 | 1149680 | TER MCCB 125AT 160AF 3P 16KA 415VAC TMF | Breaker_Material | RAWMATERIAL | TRUE | FALSE |  |  | LV-BREAKER-MATERIAL-KBT | [9 empty] | TER MCCB 125AT 160AF 3P 16KA 415VAC TMF
1149681 | 1149681 | TER MCCB 125AT 160AF 4P 16KA 415VAC TMF | Breaker_Material | RAWMATERIAL | TRUE | FALSE |  |  | LV-BREAKER-MATERIAL-KBT | [9 empty] | TER MCCB 125AT 160AF 4P 16KA 415VAC TMF
1149682 | 1149682 | TER MCCB 160AT 160AF 3P 16KA 415VAC TMF | Breaker_Material | RAWMATERIAL | TRUE | FALSE |  |  | LV-BREAKER-MATERIAL-KBT | [9 empty] | TER MCCB 160AT 160AF 3P 16KA 415VAC TMF
1149683 | 1149683 | TER MCCB 160AT 160AF 4P 16KA 415VAC TMF | Breaker_Material | RAWMATERIAL | TRUE | FALSE |  |  | LV-BREAKER-MATERIAL-KBT | [9 empty] | TER MCCB 160AT 160AF 4P 16KA 415VAC TMF
1149684 | 1149684 | TER MCCB 16AT 160AF 1P 25KA 240V TMF FW | Breaker_Material | RAWMATERIAL | TRUE | FALSE |  |  | LV-BREAKER-MATERIAL-KBT | [9 empty] | TER MCCB 16AT 160AF 1P 25KA 240V TMF FW
1149685 | 1149685 | TER MCCB 16AT 160AF 1P 25KA 240VAC TMF | Breaker_Material | RAWMATERIAL | TRUE | FALSE |  |  | LV-BREAKER-MATERIAL-KBT | [9 empty] | TER MCCB 16AT 160AF 1P 25KA 240VAC TMF
1149686 | 1149686 | TER MCCB 16AT 160AF 3P 16KA 415VAC TMF | Breaker_Material | RAWMATERIAL | TRUE | FALSE |  |  | LV-BREAKER-MATERIAL-KBT | [9 empty] | TER MCCB 16AT 160AF 3P 16KA 415VAC TMF
1149687 | 1149687 | TER MCCB 16AT 160AF 4P 16KA 415VAC TMF | Breaker_Material | RAWMATERIAL | TRUE | FALSE |  |  | LV-BREAKER-MATERIAL-KBT | [9 empty] | TER MCCB 16AT 160AF 4P 16KA 415VAC TMF
1149688 | 1149688 | TER MCCB 20AT 160AF 1P 25KA 240V TMF FW | Breaker_Material | RAWMATERIAL | TRUE | FALSE |  |  | LV-BREAKER-MATERIAL-KBT | [9 empty] | TER MCCB 20AT 160AF 1P 25KA 240V TMF FW
1067839 | 1067839 | TER MCCB 20AT 160AF 1P 25KA 240VAC TMF | Breaker_Material | RAWMATERIAL | TRUE | FALSE |  |  | LV-BREAKER-MATERIAL-KBT | [9 empty] | TER MCCB 20AT 160AF 1P 25KA 240VAC TMF
1149689 | 1149689 | TER MCCB 20AT 160AF 3P 16KA 415VAC TMF | Breaker_Material | RAWMATERIAL | TRUE | FALSE |  |  | LV-BREAKER-MATERIAL-KBT | [9 empty] | TER MCCB 20AT 160AF 3P 16KA 415VAC TMF
1149690 | 1149690 | TER MCCB 20AT 160AF 4P 16KA 415VAC TMF | Breaker_Material | RAWMATERIAL | TRUE | FALSE |  |  | LV-BREAKER-MATERIAL-KBT | [9 empty] | TER MCCB 20AT 160AF 4P 16KA 415VAC TMF
1149691 | 1149691 | TER MCCB 25AT 160AF 1P 25KA 240V TMF FW | Breaker_Material | RAWMATERIAL | TRUE | FALSE |  |  | LV-BREAKER-MATERIAL-KBT | [9 empty] | TER MCCB 25AT 160AF 1P 25KA 240V TMF FW
1149692 | 1149692 | TER MCCB 25AT 160AF 1P 25KA 240VAC TMF | Breaker_Material | RAWMATERIAL | TRUE | FALSE |  |  | LV-BREAKER-MATERIAL-KBT | [9 empty] | TER MCCB 25AT 160AF 1P 25KA 240VAC TMF
1149693 | 1149693 | TER MCCB 25AT 160AF 3P 16KA 415VAC TMF | Breaker_Material | RAWMATERIAL | TRUE | FALSE |  |  | LV-BREAKER-MATERIAL-KBT | [9 empty] | TER MCCB 25AT 160AF 3P 16KA 415VAC TMF
1149694 | 1149694 | TER MCCB 25AT 160AF 4P 16KA 415VAC TMF | Breaker_Material | RAWMATERIAL | TRUE | FALSE |  |  | LV-BREAKER-MATERIAL-KBT | [9 empty] | TER MCCB 25AT 160AF 4P 16KA 415VAC TMF
1064627 | 1064627 | TER MCCB 32AT 160AF 1P 25KA 240V TMF FW | Breaker_Material | RAWMATERIAL | TRUE | FALSE |  |  | LV-BREAKER-MATERIAL-KBT | [9 empty] | TER MCCB 32AT 160AF 1P 25KA 240V TMF FW
1103586 | 1103586 | TER MCCB 32AT 160AF 1P 25KA 240VAC TMF | Breaker_Material | RAWMATERIAL | TRUE | FALSE |  |  | LV-BREAKER-MATERIAL-KBT | [9 empty] | TER MCCB 32AT 160AF 1P 25KA 240VAC TMF
1149695 | 1149695 | TER MCCB 32AT 160AF 3P 16KA 415VAC TMF | Breaker_Material | RAWMATERIAL | TRUE | FALSE |  |  | LV-BREAKER-MATERIAL-KBT | [9 empty] | TER MCCB 32AT 160AF 3P 16KA 415VAC TMF
1149696 | 1149696 | TER MCCB 32AT 160AF 4P 16KA 415VAC TMF | Breaker_Material | RAWMATERIAL | TRUE | FALSE |  |  | LV-BREAKER-MATERIAL-KBT | [9 empty] | TER MCCB 32AT 160AF 4P 16KA 415VAC TMF
1064628 | 1064628 | TER MCCB 40AT 160AF 1P 25KA 240V TMF FW | Breaker_Material | RAWMATERIAL | TRUE | FALSE |  |  | LV-BREAKER-MATERIAL-KBT | [9 empty] | TER MCCB 40AT 160AF 1P 25KA 240V TMF FW
1103587 | 1103587 | TER MCCB 40AT 160AF 1P 25KA 240VAC TMF | Breaker_Material | RAWMATERIAL | TRUE | FALSE |  |  | LV-BREAKER-MATERIAL-KBT | [9 empty] | TER MCCB 40AT 160AF 1P 25KA 240VAC TMF
1149697 | 1149697 | TER MCCB 40AT 160AF 3P 16KA 415VAC TMF | Breaker_Material | RAWMATERIAL | TRUE | FALSE |  |  | LV-BREAKER-MATERIAL-KBT | [9 empty] | TER MCCB 40AT 160AF 3P 16KA 415VAC TMF
1149698 | 1149698 | TER MCCB 40AT 160AF 4P 16KA 415VAC TMF | Breaker_Material | RAWMATERIAL | TRUE | FALSE |  |  | LV-BREAKER-MATERIAL-KBT | [9 empty] | TER MCCB 40AT 160AF 4P 16KA 415VAC TMF
1064629 | 1064629 | TER MCCB 50AT 160AF 1P 25KA 240V TMF FW | Breaker_Material | RAWMATERIAL | TRUE | FALSE |  |  | LV-BREAKER-MATERIAL-KBT | [9 empty] | TER MCCB 50AT 160AF 1P 25KA 240V TMF FW
1103588 | 1103588 | TER MCCB 50AT 160AF 1P 25KA 240VAC TMF | Breaker_Material | RAWMATERIAL | TRUE | FALSE |  |  | LV-BREAKER-MATERIAL-KBT | [9 empty] | TER MCCB 50AT 160AF 1P 25KA 240VAC TMF
1149699 | 1149699 | TER MCCB 50AT 160AF 3P 16KA 415VAC TMF | Breaker_Material | RAWMATERIAL | TRUE | FALSE |  |  | LV-BREAKER-MATERIAL-KBT | [9 empty] | TER MCCB 50AT 160AF 3P 16KA 415VAC TMF
1149700 | 1149700 | TER MCCB 50AT 160AF 4P 16KA 415VAC TMF | Breaker_Material | RAWMATERIAL | TRUE | FALSE |  |  | LV-BREAKER-MATERIAL-KBT | [9 empty] | TER MCCB 50AT 160AF 4P 16KA 415VAC TMF
1064630 | 1064630 | TER MCCB 63AT 160AF 1P 25KA 240V TMF FW | Breaker_Material | RAWMATERIAL | TRUE | FALSE |  |  | LV-BREAKER-MATERIAL-KBT | [9 empty] | TER MCCB 63AT 160AF 1P 25KA 240V TMF FW
1103589 | 1103589 | TER MCCB 63AT 160AF 1P 25KA 240VAC TMF | Breaker_Material | RAWMATERIAL | TRUE | FALSE |  |  | LV-BREAKER-MATERIAL-KBT | [9 empty] | TER MCCB 63AT 160AF 1P 25KA 240VAC TMF
1149701 | 1149701 | TER MCCB 63AT 160AF 3P 16KA 415VAC TMF | Breaker_Material | RAWMATERIAL | TRUE | FALSE |  |  | LV-BREAKER-MATERIAL-KBT | [9 empty] | TER MCCB 63AT 160AF 3P 16KA 415VAC TMF
1149702 | 1149702 | TER MCCB 63AT 160AF 4P 16KA 415VAC TMF | Breaker_Material | RAWMATERIAL | TRUE | FALSE |  |  | LV-BREAKER-MATERIAL-KBT | [9 empty] | TER MCCB 63AT 160AF 4P 16KA 415VAC TMF
1064631 | 1064631 | TER MCCB 80AT 160AF 1P 25KA 240V TMF FW | Breaker_Material | RAWMATERIAL | TRUE | FALSE |  |  | LV-BREAKER-MATERIAL-KBT | [9 empty] | TER MCCB 80AT 160AF 1P 25KA 240V TMF FW
1103590 | 1103590 | TER MCCB 80AT 160AF 1P 25KA 240VAC TMF | Breaker_Material | RAWMATERIAL | TRUE | FALSE |  |  | LV-BREAKER-MATERIAL-KBT | [9 empty] | TER MCCB 80AT 160AF 1P 25KA 240VAC TMF
1149703 | 1149703 | TER MCCB 80AT 160AF 3P 16KA 415VAC TMF | Breaker_Material | RAWMATERIAL | TRUE | FALSE |  |  | LV-BREAKER-MATERIAL-KBT | [9 empty] | TER MCCB 80AT 160AF 3P 16KA 415VAC TMF
1149704 | 1149704 | TER MCCB 80AT 160AF 4P 16KA 415VAC TMF | Breaker_Material | RAWMATERIAL | TRUE | FALSE |  |  | LV-BREAKER-MATERIAL-KBT | [9 empty] | TER MCCB 80AT 160AF 4P 16KA 415VAC TMF
1149705 | 1149705 | TER MCCB 100AT 160AF 3P 16KA 415V TMA FW | Breaker_Material | RAWMATERIAL | TRUE | FALSE |  |  | LV-BREAKER-MATERIAL-KBT | [9 empty] | TER MCCB 100AT 160AF 3P 16KA 415V TMA FW
1149706 | 1149706 | TER MCCB 100AT 160AF 4P 16KA 415V TMA FW | Breaker_Material | RAWMATERIAL | TRUE | FALSE |  |  | LV-BREAKER-MATERIAL-KBT | [9 empty] | TER MCCB 100AT 160AF 4P 16KA 415V TMA FW
1149707 | 1149707 | TER MCCB 125AT 160AF 3P 16KA 415V TMA FW | Breaker_Material | RAWMATERIAL | TRUE | FALSE |  |  | LV-BREAKER-MATERIAL-KBT | [9 empty] | TER MCCB 125AT 160AF 3P 16KA 415V TMA FW
1149708 | 1149708 | TER MCCB 125AT 160AF 4P 16KA 415V TMA FW | Breaker_Material | RAWMATERIAL | TRUE | FALSE |  |  | LV-BREAKER-MATERIAL-KBT | [9 empty] | TER MCCB 125AT 160AF 4P 16KA 415V TMA FW
1149709 | 1149709 | TER MCCB 160AT 160AF 3P 16KA 415V TMA FW | Breaker_Material | RAWMATERIAL | TRUE | FALSE |  |  | LV-BREAKER-MATERIAL-KBT | [9 empty] | TER MCCB 160AT 160AF 3P 16KA 415V TMA FW
1149710 | 1149710 | TER MCCB 160AT 160AF 4P 16KA 415V TMA FW | Breaker_Material | RAWMATERIAL | TRUE | FALSE |  |  | LV-BREAKER-MATERIAL-KBT | [9 empty] | TER MCCB 160AT 160AF 4P 16KA 415V TMA FW
1149711 | 1149711 | TER MCCB 25AT 160AF 3P 16KA 415V TMA FW | Breaker_Material | RAWMATERIAL | TRUE | FALSE |  |  | LV-BREAKER-MATERIAL-KBT | [9 empty] | TER MCCB 25AT 160AF 3P 16KA 415V TMA FW
1149712 | 1149712 | TER MCCB 25AT 160AF 4P 16KA 415V TMA FW | Breaker_Material | RAWMATERIAL | TRUE | FALSE |  |  | LV-BREAKER-MATERIAL-KBT | [9 empty] | TER MCCB 25AT 160AF 4P 16KA 415V TMA FW
1149713 | 1149713 | TER MCCB 40AT 160AF 3P 16KA 415V TMA FW | Breaker_Material | RAWMATERIAL | TRUE | FALSE |  |  | LV-BREAKER-MATERIAL-KBT | [9 empty] | TER MCCB 40AT 160AF 3P 16KA 415V TMA FW
1149714 | 1149714 | TER MCCB 40AT 160AF 4P 16KA 415V TMA FW | Breaker_Material | RAWMATERIAL | TRUE | FALSE |  |  | LV-BREAKER-MATERIAL-KBT | [9 empty] | TER MCCB 40AT 160AF 4P 16KA 415V TMA FW
1149715 | 1149715 | TER MCCB 63AT 160AF 3P 16KA 415V TMA FW | Breaker_Material | RAWMATERIAL | TRUE | FALSE |  |  | LV-BREAKER-MATERIAL-KBT | [9 empty] | TER MCCB 63AT 160AF 3P 16KA 415V TMA FW
1149716 | 1149716 | TER MCCB 63AT 160AF 4P 16KA 415V TMA FW | Breaker_Material | RAWMATERIAL | TRUE | FALSE |  |  | LV-BREAKER-MATERIAL-KBT | [9 empty] | TER MCCB 63AT 160AF 4P 16KA 415V TMA FW
1149717 | 1149717 | TER MCCB 80AT 160AF 3P 16KA 415V TMA FW | Breaker_Material | RAWMATERIAL | TRUE | FALSE |  |  | LV-BREAKER-MATERIAL-KBT | [9 empty] | TER MCCB 80AT 160AF 3P 16KA 415V TMA FW
1149718 | 1149718 | TER MCCB 80AT 160AF 4P 16KA 415V TMA FW | Breaker_Material | RAWMATERIAL | TRUE | FALSE |  |  | LV-BREAKER-MATERIAL-KBT | [9 empty] | TER MCCB 80AT 160AF 4P 16KA 415V TMA FW
1149216-J | 1149216-J | TER MCCB 100AT 250AF 3P 25KA 415V TMD JP | Breaker_Material | RAWMATERIAL | TRUE | FALSE |  |  | LV-BREAKER-MATERIAL-KBT | [9 empty] | TER MCCB 100AT 250AF 3P 25KA 415V TMD JP
1149221-J | 1149221-J | TER MCCB 100AT 250AF 4P 25KA 415V TMD JP | Breaker_Material | RAWMATERIAL | TRUE | FALSE |  |  | LV-BREAKER-MATERIAL-KBT | [9 empty] | TER MCCB 100AT 250AF 4P 25KA 415V TMD JP
1121311-J | 1121311-J | TER MCCB 125AT 250AF 3P 25KA 415V TMD JP | Breaker_Material | RAWMATERIAL | TRUE | FALSE |  |  | LV-BREAKER-MATERIAL-KBT | [9 empty] | TER MCCB 125AT 250AF 3P 25KA 415V TMD JP
1053197-J | 1053197-J | TER MCCB 160AT 250AF 3P 25KA 415V TMD JP | Breaker_Material | RAWMATERIAL | TRUE | FALSE |  |  | LV-BREAKER-MATERIAL-KBT | [9 empty] | TER MCCB 160AT 250AF 3P 25KA 415V TMD JP
1112505-J | 1112505-J | TER MCCB 160AT 250AF 4P 25KA 415V TMD JP | Breaker_Material | RAWMATERIAL | TRUE | FALSE |  |  | LV-BREAKER-MATERIAL-KBT | [9 empty] | TER MCCB 160AT 250AF 4P 25KA 415V TMD JP
1053200-J | 1053200-J | TER MCCB 200AT 250AF 3P 25KA 415V TMD JP | Breaker_Material | RAWMATERIAL | TRUE | FALSE |  |  | LV-BREAKER-MATERIAL-KBT | [9 empty] | TER MCCB 200AT 250AF 3P 25KA 415V TMD JP
1112506-J | 1112506-J | TER MCCB 200AT 250AF 4P 25KA 415V TMD JP | Breaker_Material | RAWMATERIAL | TRUE | FALSE |  |  | LV-BREAKER-MATERIAL-KBT | [9 empty] | TER MCCB 200AT 250AF 4P 25KA 415V TMD JP
1149212-J | 1149212-J | TER MCCB 20AT 250AF 3P 25KA 415V TMD JP | Breaker_Material | RAWMATERIAL | TRUE | FALSE |  |  | LV-BREAKER-MATERIAL-KBT | [9 empty] | TER MCCB 20AT 250AF 3P 25KA 415V TMD JP
1149217-J | 1149217-J | TER MCCB 20AT 250AF 4P 25KA 415V TMD JP | Breaker_Material | RAWMATERIAL | TRUE | FALSE |  |  | LV-BREAKER-MATERIAL-KBT | [9 empty] | TER MCCB 20AT 250AF 4P 25KA 415V TMD JP
1053201-J | 1053201-J | TER MCCB 250AT 250AF 3P 25KA 415V TMD JP | Breaker_Material | RAWMATERIAL | TRUE | FALSE |  |  | LV-BREAKER-MATERIAL-KBT | [9 empty] | TER MCCB 250AT 250AF 3P 25KA 415V TMD JP
1112507-J | 1112507-J | TER MCCB 250AT 250AF 4P 25KA 415V TMD JP | Breaker_Material | RAWMATERIAL | TRUE | FALSE |  |  | LV-BREAKER-MATERIAL-KBT | [9 empty] | TER MCCB 250AT 250AF 4P 25KA 415V TMD JP
1149213-J | 1149213-J | TER MCCB 32AT 250AF 3P 25KA 415V TMD JP | Breaker_Material | RAWMATERIAL | TRUE | FALSE |  |  | LV-BREAKER-MATERIAL-KBT | [9 empty] | TER MCCB 32AT 250AF 3P 25KA 415V TMD JP
1149218-J | 1149218-J | TER MCCB 32AT 250AF 4P 25KA 415V TMD JP | Breaker_Material | RAWMATERIAL | TRUE | FALSE |  |  | LV-BREAKER-MATERIAL-KBT | [9 empty] | TER MCCB 32AT 250AF 4P 25KA 415V TMD JP
1149214-J | 1149214-J | TER MCCB 50AT 250AF 3P 25KA 415V TMD JP | Breaker_Material | RAWMATERIAL | TRUE | FALSE |  |  | LV-BREAKER-MATERIAL-KBT | [9 empty] | TER MCCB 50AT 250AF 3P 25KA 415V TMD JP
1149219-J | 1149219-J | TER MCCB 50AT 250AF 4P 25KA 415V TMD JP | Breaker_Material | RAWMATERIAL | TRUE | FALSE |  |  | LV-BREAKER-MATERIAL-KBT | [9 empty] | TER MCCB 50AT 250AF 4P 25KA 415V TMD JP
1149215-J | 1149215-J | TER MCCB 63AT 250AF 3P 25KA 415V TMD JP | Breaker_Material | RAWMATERIAL | TRUE | FALSE |  |  | LV-BREAKER-MATERIAL-KBT | [9 empty] | TER MCCB 63AT 250AF 3P 25KA 415V TMD JP
1149220-J | 1149220-J | TER MCCB 63AT 250AF 4P 25KA 415V TMD JP | Breaker_Material | RAWMATERIAL | TRUE | FALSE |  |  | LV-BREAKER-MATERIAL-KBT | [9 empty] | TER MCCB 63AT 250AF 4P 25KA 415V TMD JP
1149719 | 1149719 | TER MCCB 100AT 250AF 3P 16KA 415VAC TMF | Breaker_Material | RAWMATERIAL | TRUE | FALSE |  |  | LV-BREAKER-MATERIAL-KBT | [9 empty] | TER MCCB 100AT 250AF 3P 16KA 415VAC TMF
1149720 | 1149720 | TER MCCB 100AT 250AF 4P 16KA 415VAC TMF | Breaker_Material | RAWMATERIAL | TRUE | FALSE |  |  | LV-BREAKER-MATERIAL-KBT | [9 empty] | TER MCCB 100AT 250AF 4P 16KA 415VAC TMF
1149721 | 1149721 | TER MCCB 125AT 250AF 3P 16KA 415VAC TMF | Breaker_Material | RAWMATERIAL | TRUE | FALSE |  |  | LV-BREAKER-MATERIAL-KBT | [9 empty] | TER MCCB 125AT 250AF 3P 16KA 415VAC TMF
1149722 | 1149722 | TER MCCB 125AT 250AF 4P 16KA 415VAC TMF | Breaker_Material | RAWMATERIAL | TRUE | FALSE |  |  | LV-BREAKER-MATERIAL-KBT | [9 empty] | TER MCCB 125AT 250AF 4P 16KA 415VAC TMF
1149723 | 1149723 | TER MCCB 150AT 250AF 3P 16KA 415VAC TMF | Breaker_Material | RAWMATERIAL | TRUE | FALSE |  |  | LV-BREAKER-MATERIAL-KBT | [9 empty] | TER MCCB 150AT 250AF 3P 16KA 415VAC TMF
1149724 | 1149724 | TER MCCB 150AT 250AF 4P 16KA 415VAC TMF | Breaker_Material | RAWMATERIAL | TRUE | FALSE |  |  | LV-BREAKER-MATERIAL-KBT | [9 empty] | TER MCCB 150AT 250AF 4P 16KA 415VAC TMF
1149725 | 1149725 | TER MCCB 175AT 250AF 3P 16KA 415VAC TMF | Breaker_Material | RAWMATERIAL | TRUE | FALSE |  |  | LV-BREAKER-MATERIAL-KBT | [9 empty] | TER MCCB 175AT 250AF 3P 16KA 415VAC TMF
1149726 | 1149726 | TER MCCB 175AT 250AF 4P 16KA 415VAC TMF | Breaker_Material | RAWMATERIAL | TRUE | FALSE |  |  | LV-BREAKER-MATERIAL-KBT | [9 empty] | TER MCCB 175AT 250AF 4P 16KA 415VAC TMF
1149727 | 1149727 | TER MCCB 200AT 250AF 3P 16KA 415VAC TMF | Breaker_Material | RAWMATERIAL | TRUE | FALSE |  |  | LV-BREAKER-MATERIAL-KBT | [9 empty] | TER MCCB 200AT 250AF 3P 16KA 415VAC TMF
1149728 | 1149728 | TER MCCB 200AT 250AF 4P 16KA 415VAC TMF | Breaker_Material | RAWMATERIAL | TRUE | FALSE |  |  | LV-BREAKER-MATERIAL-KBT | [9 empty] | TER MCCB 200AT 250AF 4P 16KA 415VAC TMF
1149729 | 1149729 | TER MCCB 225AT 250AF 3P 16KA 415VAC TMF | Breaker_Material | RAWMATERIAL | TRUE | FALSE |  |  | LV-BREAKER-MATERIAL-KBT | [9 empty] | TER MCCB 225AT 250AF 3P 16KA 415VAC TMF
1149730 | 1149730 | TER MCCB 225AT 250AF 4P 16KA 415VAC TMF | Breaker_Material | RAWMATERIAL | TRUE | FALSE |  |  | LV-BREAKER-MATERIAL-KBT | [9 empty] | TER MCCB 225AT 250AF 4P 16KA 415VAC TMF
1149731 | 1149731 | TER MCCB 250AT 250AF 3P 16KA 415VAC TMF | Breaker_Material | RAWMATERIAL | TRUE | FALSE |  |  | LV-BREAKER-MATERIAL-KBT | [9 empty] | TER MCCB 250AT 250AF 3P 16KA 415VAC TMF
1149732 | 1149732 | TER MCCB 250AT 250AF 4P 16KA 415VAC TMF | Breaker_Material | RAWMATERIAL | TRUE | FALSE |  |  | LV-BREAKER-MATERIAL-KBT | [9 empty] | TER MCCB 250AT 250AF 4P 16KA 415VAC TMF
1149733 | 1149733 | TER MCCB 50AT 250AF 3P 16KA 415VAC TMF | Breaker_Material | RAWMATERIAL | TRUE | FALSE |  |  | LV-BREAKER-MATERIAL-KBT | [9 empty] | TER MCCB 50AT 250AF 3P 16KA 415VAC TMF
1149734 | 1149734 | TER MCCB 50AT 250AF 4P 16KA 415VAC TMF | Breaker_Material | RAWMATERIAL | TRUE | FALSE |  |  | LV-BREAKER-MATERIAL-KBT | [9 empty] | TER MCCB 50AT 250AF 4P 16KA 415VAC TMF
1149735 | 1149735 | TER MCCB 63AT 250AF 3P 16KA 415VAC TMF | Breaker_Material | RAWMATERIAL | TRUE | FALSE |  |  | LV-BREAKER-MATERIAL-KBT | [9 empty] | TER MCCB 63AT 250AF 3P 16KA 415VAC TMF
1149736 | 1149736 | TER MCCB 63AT 250AF 4P 16KA 415VAC TMF | Breaker_Material | RAWMATERIAL | TRUE | FALSE |  |  | LV-BREAKER-MATERIAL-KBT | [9 empty] | TER MCCB 63AT 250AF 4P 16KA 415VAC TMF
1149737 | 1149737 | TER MCCB 100AT 250AF 3P 16KA 415VAC TMA | Breaker_Material | RAWMATERIAL | TRUE | FALSE |  |  | LV-BREAKER-MATERIAL-KBT | [9 empty] | TER MCCB 100AT 250AF 3P 16KA 415VAC TMA
1149738 | 1149738 | TER MCCB 100AT 250AF 4P 16KA 415VAC TMA | Breaker_Material | RAWMATERIAL | TRUE | FALSE |  |  | LV-BREAKER-MATERIAL-KBT | [9 empty] | TER MCCB 100AT 250AF 4P 16KA 415VAC TMA
1149739 | 1149739 | TER MCCB 125AT 250AF 3P 16KA 415VAC TMA | Breaker_Material | RAWMATERIAL | TRUE | FALSE |  |  | LV-BREAKER-MATERIAL-KBT | [9 empty] | TER MCCB 125AT 250AF 3P 16KA 415VAC TMA
1149740 | 1149740 | TER MCCB 125AT 250AF 4P 16KA 415VAC TMA | Breaker_Material | RAWMATERIAL | TRUE | FALSE |  |  | LV-BREAKER-MATERIAL-KBT | [9 empty] | TER MCCB 125AT 250AF 4P 16KA 415VAC TMA
1149741 | 1149741 | TER MCCB 160AT 250AF 3P 16KA 415VAC TMA | Breaker_Material | RAWMATERIAL | TRUE | FALSE |  |  | LV-BREAKER-MATERIAL-KBT | [9 empty] | TER MCCB 160AT 250AF 3P 16KA 415VAC TMA
1149742 | 1149742 | TER MCCB 160AT 250AF 4P 16KA 415VAC TMA | Breaker_Material | RAWMATERIAL | TRUE | FALSE |  |  | LV-BREAKER-MATERIAL-KBT | [9 empty] | TER MCCB 160AT 250AF 4P 16KA 415VAC TMA
1149743 | 1149743 | TER MCCB 200AT 250AF 3P 16KA 415VAC TMA | Breaker_Material | RAWMATERIAL | TRUE | FALSE |  |  | LV-BREAKER-MATERIAL-KBT | [9 empty] | TER MCCB 200AT 250AF 3P 16KA 415VAC TMA
1149744 | 1149744 | TER MCCB 200AT 250AF 4P 16KA 415VAC TMA | Breaker_Material | RAWMATERIAL | TRUE | FALSE |  |  | LV-BREAKER-MATERIAL-KBT | [9 empty] | TER MCCB 200AT 250AF 4P 16KA 415VAC TMA
1149745 | 1149745 | TER MCCB 250AT 250AF 3P 16KA 415VAC TMA | Breaker_Material | RAWMATERIAL | TRUE | FALSE |  |  | LV-BREAKER-MATERIAL-KBT | [9 empty] | TER MCCB 250AT 250AF 3P 16KA 415VAC TMA
1149746 | 1149746 | TER MCCB 250AT 250AF 4P 16KA 415VAC TMA | Breaker_Material | RAWMATERIAL | TRUE | FALSE |  |  | LV-BREAKER-MATERIAL-KBT | [9 empty] | TER MCCB 250AT 250AF 4P 16KA 415VAC TMA
1149747 | 1149747 | TER MCCB 50AT 250AF 3P 16KA 415VAC TMA | Breaker_Material | RAWMATERIAL | TRUE | FALSE |  |  | LV-BREAKER-MATERIAL-KBT | [9 empty] | TER MCCB 50AT 250AF 3P 16KA 415VAC TMA
1149748 | 1149748 | TER MCCB 50AT 250AF 4P 16KA 415VAC TMA | Breaker_Material | RAWMATERIAL | TRUE | FALSE |  |  | LV-BREAKER-MATERIAL-KBT | [9 empty] | TER MCCB 50AT 250AF 4P 16KA 415VAC TMA
1149749 | 1149749 | TER MCCB 63AT 250AF 3P 16KA 415VAC TMA | Breaker_Material | RAWMATERIAL | TRUE | FALSE |  |  | LV-BREAKER-MATERIAL-KBT | [9 empty] | TER MCCB 63AT 250AF 3P 16KA 415VAC TMA
1149750 | 1149750 | TER MCCB 63AT 250AF 4P 16KA 415VAC TMA | Breaker_Material | RAWMATERIAL | TRUE | FALSE |  |  | LV-BREAKER-MATERIAL-KBT | [9 empty] | TER MCCB 63AT 250AF 4P 16KA 415VAC TMA
1149751 | 1149751 | TER MCCB 100AT 250AF 3P 25KA 415VAC TMF | Breaker_Material | RAWMATERIAL | TRUE | FALSE |  |  | LV-BREAKER-MATERIAL-KBT | [9 empty] | TER MCCB 100AT 250AF 3P 25KA 415VAC TMF
1149752 | 1149752 | TER MCCB 100AT 250AF 4P 25KA 415VAC TMF | Breaker_Material | RAWMATERIAL | TRUE | FALSE |  |  | LV-BREAKER-MATERIAL-KBT | [9 empty] | TER MCCB 100AT 250AF 4P 25KA 415VAC TMF
1077385 | 1077385 | TER MCCB 125AT 250AF 3P 25KA 415VAC TMF | Breaker_Material | RAWMATERIAL | TRUE | FALSE |  |  | LV-BREAKER-MATERIAL-KBT | [9 empty] | TER MCCB 125AT 250AF 3P 25KA 415VAC TMF
1149754 | 1149754 | TER MCCB 125AT 250AF 4P 25KA 415VAC TMF | Breaker_Material | RAWMATERIAL | TRUE | FALSE |  |  | LV-BREAKER-MATERIAL-KBT | [9 empty] | TER MCCB 125AT 250AF 4P 25KA 415VAC TMF
1067838 | 1067838 | TER MCCB 150AT 250AF 3P 25KA 415VAC TMF | Breaker_Material | RAWMATERIAL | TRUE | FALSE |  |  | LV-BREAKER-MATERIAL-KBT | [9 empty] | TER MCCB 150AT 250AF 3P 25KA 415VAC TMF
1149755 | 1149755 | TER MCCB 150AT 250AF 4P 25KA 415VAC TMF | Breaker_Material | RAWMATERIAL | TRUE | FALSE |  |  | LV-BREAKER-MATERIAL-KBT | [9 empty] | TER MCCB 150AT 250AF 4P 25KA 415VAC TMF
1077384 | 1077384 | TER MCCB 175AT 250AF 3P 25KA 415VAC TMF | Breaker_Material | RAWMATERIAL | TRUE | FALSE |  |  | LV-BREAKER-MATERIAL-KBT | [9 empty] | TER MCCB 175AT 250AF 3P 25KA 415VAC TMF
1149756 | 1149756 | TER MCCB 175AT 250AF 4P 25KA 415VAC TMF | Breaker_Material | RAWMATERIAL | TRUE | FALSE |  |  | LV-BREAKER-MATERIAL-KBT | [9 empty] | TER MCCB 175AT 250AF 4P 25KA 415VAC TMF
1064647 | 1064647 | TER MCCB 200AT 250AF 3P 25KA 415VAC TMF | Breaker_Material | RAWMATERIAL | TRUE | FALSE |  |  | LV-BREAKER-MATERIAL-KBT | [9 empty] | TER MCCB 200AT 250AF 3P 25KA 415VAC TMF
1149757 | 1149757 | TER MCCB 200AT 250AF 4P 25KA 415VAC TMF | Breaker_Material | RAWMATERIAL | TRUE | FALSE |  |  | LV-BREAKER-MATERIAL-KBT | [9 empty] | TER MCCB 200AT 250AF 4P 25KA 415VAC TMF
1064271 | 1064271 | TER MCCB 225AT 250AF 3P 25KA 415VAC TMF | Breaker_Material | RAWMATERIAL | TRUE | FALSE |  |  | LV-BREAKER-MATERIAL-KBT | [9 empty] | TER MCCB 225AT 250AF 3P 25KA 415VAC TMF
1149758 | 1149758 | TER MCCB 225AT 250AF 4P 25KA 415VAC TMF | Breaker_Material | RAWMATERIAL | TRUE | FALSE |  |  | LV-BREAKER-MATERIAL-KBT | [9 empty] | TER MCCB 225AT 250AF 4P 25KA 415VAC TMF
1064272 | 1064272 | TER MCCB 250AT 250AF 3P 25KA 415VAC TMF | Breaker_Material | RAWMATERIAL | TRUE | FALSE |  |  | LV-BREAKER-MATERIAL-KBT | [9 empty] | TER MCCB 250AT 250AF 3P 25KA 415VAC TMF
1149759 | 1149759 | TER MCCB 250AT 250AF 4P 25KA 415VAC TMF | Breaker_Material | RAWMATERIAL | TRUE | FALSE |  |  | LV-BREAKER-MATERIAL-KBT | [9 empty] | TER MCCB 250AT 250AF 4P 25KA 415VAC TMF
1149760 | 1149760 | TER MCCB 50AT 250AF 3P 25KA 415VAC TMF | Breaker_Material | RAWMATERIAL | TRUE | FALSE |  |  | LV-BREAKER-MATERIAL-KBT | [9 empty] | TER MCCB 50AT 250AF 3P 25KA 415VAC TMF
1149761 | 1149761 | TER MCCB 50AT 250AF 4P 25KA 415VAC TMF | Breaker_Material | RAWMATERIAL | TRUE | FALSE |  |  | LV-BREAKER-MATERIAL-KBT | [9 empty] | TER MCCB 50AT 250AF 4P 25KA 415VAC TMF
1149762 | 1149762 | TER MCCB 63AT 250AF 3P 25KA 415VAC TMF | Breaker_Material | RAWMATERIAL | TRUE | FALSE |  |  | LV-BREAKER-MATERIAL-KBT | [9 empty] | TER MCCB 63AT 250AF 3P 25KA 415VAC TMF
1149763 | 1149763 | TER MCCB 63AT 250AF 4P 25KA 415VAC TMF | Breaker_Material | RAWMATERIAL | TRUE | FALSE |  |  | LV-BREAKER-MATERIAL-KBT | [9 empty] | TER MCCB 63AT 250AF 4P 25KA 415VAC TMF
1098063 | 1098063 | TER MCCB 100AT 250AF 3P 25KA 415VAC TMA | Breaker_Material | RAWMATERIAL | TRUE | FALSE |  |  | LV-BREAKER-MATERIAL-KBT | [9 empty] | TER MCCB 100AT 250AF 3P 25KA 415VAC TMA
1149764 | 1149764 | TER MCCB 100AT 250AF 4P 25KA 415VAC TMA | Breaker_Material | RAWMATERIAL | TRUE | FALSE |  |  | LV-BREAKER-MATERIAL-KBT | [9 empty] | TER MCCB 100AT 250AF 4P 25KA 415VAC TMA
1098062 | 1098062 | TER MCCB 125AT 250AF 3P 25KA 415VAC TMA | Breaker_Material | RAWMATERIAL | TRUE | FALSE |  |  | LV-BREAKER-MATERIAL-KBT | [9 empty] | TER MCCB 125AT 250AF 3P 25KA 415VAC TMA
1149765 | 1149765 | TER MCCB 125AT 250AF 4P 25KA 415VAC TMA | Breaker_Material | RAWMATERIAL | TRUE | FALSE |  |  | LV-BREAKER-MATERIAL-KBT | [9 empty] | TER MCCB 125AT 250AF 4P 25KA 415VAC TMA
1149766 | 1149766 | TER MCCB 160AT 250AF 3P 25KA 415VAC TMA | Breaker_Material | RAWMATERIAL | TRUE | FALSE |  |  | LV-BREAKER-MATERIAL-KBT | [9 empty] | TER MCCB 160AT 250AF 3P 25KA 415VAC TMA
1149767 | 1149767 | TER MCCB 160AT 250AF 4P 25KA 415VAC TMA | Breaker_Material | RAWMATERIAL | TRUE | FALSE |  |  | LV-BREAKER-MATERIAL-KBT | [9 empty] | TER MCCB 160AT 250AF 4P 25KA 415VAC TMA
1149768 | 1149768 | TER MCCB 200AT 250AF 3P 25KA 415VAC TMA | Breaker_Material | RAWMATERIAL | TRUE | FALSE |  |  | LV-BREAKER-MATERIAL-KBT | [9 empty] | TER MCCB 200AT 250AF 3P 25KA 415VAC TMA
1149769 | 1149769 | TER MCCB 200AT 250AF 4P 25KA 415VAC TMA | Breaker_Material | RAWMATERIAL | TRUE | FALSE |  |  | LV-BREAKER-MATERIAL-KBT | [9 empty] | TER MCCB 200AT 250AF 4P 25KA 415VAC TMA
1149770 | 1149770 | TER MCCB 250AT 250AF 3P 25KA 415VAC TMA | Breaker_Material | RAWMATERIAL | TRUE | FALSE |  |  | LV-BREAKER-MATERIAL-KBT | [9 empty] | TER MCCB 250AT 250AF 3P 25KA 415VAC TMA
1149806 | 1149806 | TER MCCB 250AT 250AF 4P 25KA 415VAC TMA | Breaker_Material | RAWMATERIAL | TRUE | FALSE |  |  | LV-BREAKER-MATERIAL-KBT | [9 empty] | TER MCCB 250AT 250AF 4P 25KA 415VAC TMA
1149771 | 1149771 | TER MCCB 50AT 250AF 3P 25KA 415VAC TMA | Breaker_Material | RAWMATERIAL | TRUE | FALSE |  |  | LV-BREAKER-MATERIAL-KBT | [9 empty] | TER MCCB 50AT 250AF 3P 25KA 415VAC TMA
1149772 | 1149772 | TER MCCB 50AT 250AF 4P 25KA 415VAC TMA | Breaker_Material | RAWMATERIAL | TRUE | FALSE |  |  | LV-BREAKER-MATERIAL-KBT | [9 empty] | TER MCCB 50AT 250AF 4P 25KA 415VAC TMA
1149773 | 1149773 | TER MCCB 63AT 250AF 3P 25KA 415VAC TMA | Breaker_Material | RAWMATERIAL | TRUE | FALSE |  |  | LV-BREAKER-MATERIAL-KBT | [9 empty] | TER MCCB 63AT 250AF 3P 25KA 415VAC TMA
1149774 | 1149774 | TER MCCB 63AT 250AF 4P 25KA 415VAC TMA | Breaker_Material | RAWMATERIAL | TRUE | FALSE |  |  | LV-BREAKER-MATERIAL-KBT | [9 empty] | TER MCCB 63AT 250AF 4P 25KA 415VAC TMA
1064606 | 1064606 | TER MCCB 250AT 400AF 3P 25KA 415V TMD JP | Breaker_Material | RAWMATERIAL | TRUE | FALSE |  |  | LV-BREAKER-MATERIAL-KBT | [9 empty] | TER MCCB 250AT 400AF 3P 25KA 415V TMD JP
1124724 | 1124724 | TER MCCB 250AT 400AF 4P 25KA 415V TMD JP | Breaker_Material | RAWMATERIAL | TRUE | FALSE |  |  | LV-BREAKER-MATERIAL-KBT | [9 empty] | TER MCCB 250AT 400AF 4P 25KA 415V TMD JP
1053202 | 1053202 | TER MCCB 400AT 400AF 3P 25KA 415V TMD JP | Breaker_Material | RAWMATERIAL | TRUE | FALSE |  |  | LV-BREAKER-MATERIAL-KBT | [9 empty] | TER MCCB 400AT 400AF 3P 25KA 415V TMD JP
1124725 | 1124725 | TER MCCB 400AT 400AF 4P 25KA 415V TMD JP | Breaker_Material | RAWMATERIAL | TRUE | FALSE |  |  | LV-BREAKER-MATERIAL-KBT | [9 empty] | TER MCCB 400AT 400AF 4P 25KA 415V TMD JP
1101458 | 1101458 | TER MCCB 630AT 630AF 3P 36KA 415VAC A | Breaker_Material | RAWMATERIAL | TRUE | FALSE |  |  | LV-BREAKER-MATERIAL-KBT | [9 empty] | TER MCCB 630AT 630AF 3P 36KA 415VAC A
1149775 | 1149775 | TER MCCB 630AT 630AF 3P 36KA 415V A LCD | Breaker_Material | RAWMATERIAL | TRUE | FALSE |  |  | LV-BREAKER-MATERIAL-KBT | [9 empty] | TER MCCB 630AT 630AF 3P 36KA 415V A LCD
1090264 | 1090264 | TER MCCB 630AT 630AF 3P 36KA 415VAC AG | Breaker_Material | RAWMATERIAL | TRUE | FALSE |  |  | LV-BREAKER-MATERIAL-KBT | [9 empty] | TER MCCB 630AT 630AF 3P 36KA 415VAC AG
1149776 | 1149776 | TER MCCB 630AT 630AF 3P 36KA 415V AG LCD | Breaker_Material | RAWMATERIAL | TRUE | FALSE |  |  | LV-BREAKER-MATERIAL-KBT | [9 empty] | TER MCCB 630AT 630AF 3P 36KA 415V AG LCD
1149222 | 1149222 | TER MCCB 630AT 630AF 3P 36KA 415VAC AP | Breaker_Material | RAWMATERIAL | TRUE | FALSE |  |  | LV-BREAKER-MATERIAL-KBT | [9 empty] | TER MCCB 630AT 630AF 3P 36KA 415VAC AP
1149223 | 1149223 | TER MCCB 630AT 630AF 3P 36KA 415VAC APG | Breaker_Material | RAWMATERIAL | TRUE | FALSE |  |  | LV-BREAKER-MATERIAL-KBT | [9 empty] | TER MCCB 630AT 630AF 3P 36KA 415VAC APG
1149777 | 1149777 | TER MCCB 630T-630AF 3P 36KA 415V APG LCD | Breaker_Material | RAWMATERIAL | TRUE | FALSE |  |  | LV-BREAKER-MATERIAL-KBT | [9 empty] | TER MCCB 630T-630AF 3P 36KA 415V APG LCD
1149778 | 1149778 | TER MCCB 630AF 3P 36KA 415V APG LCD-CPEH | Breaker_Material | RAWMATERIAL | TRUE | FALSE |  |  | LV-BREAKER-MATERIAL-KBT | [9 empty] | TER MCCB 630AF 3P 36KA 415V APG LCD-CPEH
1124721 | 1124721 | TER MCCB 630AT 630AF 4P 36KA 415VAC A | Breaker_Material | RAWMATERIAL | TRUE | FALSE |  |  | LV-BREAKER-MATERIAL-KBT | [9 empty] | TER MCCB 630AT 630AF 4P 36KA 415VAC A
1149779 | 1149779 | TER MCCB 630AT 630AF 4P 36KA 415V A LCD | Breaker_Material | RAWMATERIAL | TRUE | FALSE |  |  | LV-BREAKER-MATERIAL-KBT | [9 empty] | TER MCCB 630AT 630AF 4P 36KA 415V A LCD
1143495 | 1143495 | TER MCCB 630AT 630AF 4P 36KA 415VAC AGN | Breaker_Material | RAWMATERIAL | TRUE | FALSE |  |  | LV-BREAKER-MATERIAL-KBT | [9 empty] | TER MCCB 630AT 630AF 4P 36KA 415VAC AGN
1149780 | 1149780 | TER MCCB 630T-630AF 4P 36KA 415V AGN LCD | Breaker_Material | RAWMATERIAL | TRUE | FALSE |  |  | LV-BREAKER-MATERIAL-KBT | [9 empty] | TER MCCB 630T-630AF 4P 36KA 415V AGN LCD
1149224 | 1149224 | TER MCCB 630AT 630AF 4P 36KA 415VAC AN | Breaker_Material | RAWMATERIAL | TRUE | FALSE |  |  | LV-BREAKER-MATERIAL-KBT | [9 empty] | TER MCCB 630AT 630AF 4P 36KA 415VAC AN
1149225 | 1149225 | TER MCCB 630AT 630AF 4P 36KA 415VAC AP | Breaker_Material | RAWMATERIAL | TRUE | FALSE |  |  | LV-BREAKER-MATERIAL-KBT | [9 empty] | TER MCCB 630AT 630AF 4P 36KA 415VAC AP
1149227 | 1149227 | TER MCCB 630AT 630AF 4P 36KA 415VAC APG | Breaker_Material | RAWMATERIAL | TRUE | FALSE |  |  | LV-BREAKER-MATERIAL-KBT | [9 empty] | TER MCCB 630AT 630AF 4P 36KA 415VAC APG
1149781 | 1149781 | TER MCCB 630T-630AF 4P 36KA 415V APG LCD | Breaker_Material | RAWMATERIAL | TRUE | FALSE |  |  | LV-BREAKER-MATERIAL-KBT | [9 empty] | TER MCCB 630T-630AF 4P 36KA 415V APG LCD
1149782 | 1149782 | TER MCCB 630AF 4P 36KA 415V APG LCD-CPEH | Breaker_Material | RAWMATERIAL | TRUE | FALSE |  |  | LV-BREAKER-MATERIAL-KBT | [9 empty] | TER MCCB 630AF 4P 36KA 415V APG LCD-CPEH
1149226 | 1149226 | TER MCCB 630AT 630AF 4P 36KA 415VAC APN | Breaker_Material | RAWMATERIAL | TRUE | FALSE |  |  | LV-BREAKER-MATERIAL-KBT | [9 empty] | TER MCCB 630AT 630AF 4P 36KA 415VAC APN
1149841 | 1149841 | TER MCCB 20AT 125AF 3P 25KA 415V MA JP | Breaker_Material | RAWMATERIAL | TRUE | FALSE |  |  | LV-BREAKER-MATERIAL-KBT | [9 empty] | TER MCCB 20AT 125AF 3P 25KA 415V MA JP
1149842 | 1149842 | TER MCCB 32AT 125AF 3P 25KA 415V MA JP | Breaker_Material | RAWMATERIAL | TRUE | FALSE |  |  | LV-BREAKER-MATERIAL-KBT | [9 empty] | TER MCCB 32AT 125AF 3P 25KA 415V MA JP
1149843 | 1149843 | TER MCCB 50AT 125AF 3P 25KA 415V MA JP | Breaker_Material | RAWMATERIAL | TRUE | FALSE |  |  | LV-BREAKER-MATERIAL-KBT | [9 empty] | TER MCCB 50AT 125AF 3P 25KA 415V MA JP
1149844 | 1149844 | TER MCCB 63AT 125AF 3P 25KA 415V MA JP | Breaker_Material | RAWMATERIAL | TRUE | FALSE |  |  | LV-BREAKER-MATERIAL-KBT | [9 empty] | TER MCCB 63AT 125AF 3P 25KA 415V MA JP
1149845 | 1149845 | TER MCCB 100AT 125AF 3P 25KA 415V MA JP | Breaker_Material | RAWMATERIAL | TRUE | FALSE |  |  | LV-BREAKER-MATERIAL-KBT | [9 empty] | TER MCCB 100AT 125AF 3P 25KA 415V MA JP
1149846 | 1149846 | TER MCCB 125AT 125AF 3P 25KA 415V MA JP | Breaker_Material | RAWMATERIAL | TRUE | FALSE |  |  | LV-BREAKER-MATERIAL-KBT | [9 empty] | TER MCCB 125AT 125AF 3P 25KA 415V MA JP
1149847 | 1149847 | TER MCCB 20AT 125AF 4P 25KA 415V MA JP | Breaker_Material | RAWMATERIAL | TRUE | FALSE |  |  | LV-BREAKER-MATERIAL-KBT | [9 empty] | TER MCCB 20AT 125AF 4P 25KA 415V MA JP
1149848 | 1149848 | TER MCCB 32AT 125AF 4P 25KA 415V MA JP | Breaker_Material | RAWMATERIAL | TRUE | FALSE |  |  | LV-BREAKER-MATERIAL-KBT | [9 empty] | TER MCCB 32AT 125AF 4P 25KA 415V MA JP
1149849 | 1149849 | TER MCCB 50AT 125AF 4P 25KA 415V MA JP | Breaker_Material | RAWMATERIAL | TRUE | FALSE |  |  | LV-BREAKER-MATERIAL-KBT | [9 empty] | TER MCCB 50AT 125AF 4P 25KA 415V MA JP
1149850 | 1149850 | TER MCCB 63AT 125AF 4P 25KA 415V MA JP | Breaker_Material | RAWMATERIAL | TRUE | FALSE |  |  | LV-BREAKER-MATERIAL-KBT | [9 empty] | TER MCCB 63AT 125AF 4P 25KA 415V MA JP
1149851 | 1149851 | TER MCCB 100AT 125AF 4P 25KA 415V MA JP | Breaker_Material | RAWMATERIAL | TRUE | FALSE |  |  | LV-BREAKER-MATERIAL-KBT | [9 empty] | TER MCCB 100AT 125AF 4P 25KA 415V MA JP
1149852 | 1149852 | TER MCCB 125AT 125AF 4P 25KA 415V MA JP | Breaker_Material | RAWMATERIAL | TRUE | FALSE |  |  | LV-BREAKER-MATERIAL-KBT | [9 empty] | TER MCCB 125AT 125AF 4P 25KA 415V MA JP
1149853 | 1149853 | TER MCCB 250AT 400AF 3P 25KA 415V MA JP | Breaker_Material | RAWMATERIAL | TRUE | FALSE |  |  | LV-BREAKER-MATERIAL-KBT | [9 empty] | TER MCCB 250AT 400AF 3P 25KA 415V MA JP
1108427 | 1108427 | TER MCCB 400AT 400AF 3P 25KA 415V MA JP | Breaker_Material | RAWMATERIAL | TRUE | FALSE |  |  | LV-BREAKER-MATERIAL-KBT | [9 empty] | TER MCCB 400AT 400AF 3P 25KA 415V MA JP
1103704 | 1103704 | TER CBR 250AT 0.3-3A 4P 36KA 415VAC TMD | Breaker_Material | RAWMATERIAL | TRUE | FALSE |  |  | LV-BREAKER-MATERIAL-KBT | [9 empty] | TER CBR 250AT 0.3-3A 4P 36KA 415VAC TMD
1090243 | 1090243 | TER CBR 250AT 0.3-3A 3P 36KA 415VAC TMD | Breaker_Material | RAWMATERIAL | TRUE | FALSE |  |  | LV-BREAKER-MATERIAL-KBT | [9 empty] | TER CBR 250AT 0.3-3A 3P 36KA 415VAC TMD
1151175 | 1151175 | TER CBR 160AT 0.3-3A 4P 36KA 415VAC TMD | Breaker_Material | RAWMATERIAL | TRUE | FALSE |  |  | LV-BREAKER-MATERIAL-KBT | [9 empty] | TER CBR 160AT 0.3-3A 4P 36KA 415VAC TMD
1090244 | 1090244 | TER CBR 160AT 0.3-3A 3P 36KA 415VAC TMD | Breaker_Material | RAWMATERIAL | TRUE | FALSE |  |  | LV-BREAKER-MATERIAL-KBT | [9 empty] | TER CBR 160AT 0.3-3A 3P 36KA 415VAC TMD
1112699 | 1112699 | TER CBR 250AT 0.3-3A 4P 65KA 415VAC TMD | Breaker_Material | RAWMATERIAL | TRUE | FALSE |  |  | LV-BREAKER-MATERIAL-KBT | [9 empty] | TER CBR 250AT 0.3-3A 4P 65KA 415VAC TMD
1090245 | 1090245 | TER CBR 250AT 0.3-3A 3P 65KA 415VAC TMD | Breaker_Material | RAWMATERIAL | TRUE | FALSE |  |  | LV-BREAKER-MATERIAL-KBT | [9 empty] | TER CBR 250AT 0.3-3A 3P 65KA 415VAC TMD
1112698 | 1112698 | TER CBR 160AT 0.3-3A 4P 65KA 415VAC TMD | Breaker_Material | RAWMATERIAL | TRUE | FALSE |  |  | LV-BREAKER-MATERIAL-KBT | [9 empty] | TER CBR 160AT 0.3-3A 4P 65KA 415VAC TMD
1090246 | 1090246 | TER CBR 160AT 0.3-3A 3P 65KA 415VAC TMD | Breaker_Material | RAWMATERIAL | TRUE | FALSE |  |  | LV-BREAKER-MATERIAL-KBT | [9 empty] | TER CBR 160AT 0.3-3A 3P 65KA 415VAC TMD
1122757 | 1122757 | TER CBR 63AT 0.3-3A 4P 36KA 415VAC TMD | Breaker_Material | RAWMATERIAL | TRUE | FALSE |  |  | LV-BREAKER-MATERIAL-KBT | [9 empty] | TER CBR 63AT 0.3-3A 4P 36KA 415VAC TMD
1090233 | 1090233 | TER CBR 63AT 0.3-3A 3P 36KA 415VAC TMD | Breaker_Material | RAWMATERIAL | TRUE | FALSE |  |  | LV-BREAKER-MATERIAL-KBT | [9 empty] | TER CBR 63AT 0.3-3A 3P 36KA 415VAC TMD
1125540 | 1125540 | TER CBR 50AT 0.3-3A 4P 36KA 415VAC TMD | Breaker_Material | RAWMATERIAL | TRUE | FALSE |  |  | LV-BREAKER-MATERIAL-KBT | [9 empty] | TER CBR 50AT 0.3-3A 4P 36KA 415VAC TMD
1090234 | 1090234 | TER CBR 50AT 0.3-3A 3P 36KA 415VAC TMD | Breaker_Material | RAWMATERIAL | TRUE | FALSE |  |  | LV-BREAKER-MATERIAL-KBT | [9 empty] | TER CBR 50AT 0.3-3A 3P 36KA 415VAC TMD
1122758 | 1122758 | TER CBR 32AT 0.3-3A 4P 36KA 415VAC TMD | Breaker_Material | RAWMATERIAL | TRUE | FALSE |  |  | LV-BREAKER-MATERIAL-KBT | [9 empty] | TER CBR 32AT 0.3-3A 4P 36KA 415VAC TMD
1090235 | 1090235 | TER CBR 32AT 0.3-3A 3P 36KA 415VAC TMD | Breaker_Material | RAWMATERIAL | TRUE | FALSE |  |  | LV-BREAKER-MATERIAL-KBT | [9 empty] | TER CBR 32AT 0.3-3A 3P 36KA 415VAC TMD
1122759 | 1122759 | TER CBR 20AT 0.3-3A 4P 36KA 415VAC TMD | Breaker_Material | RAWMATERIAL | TRUE | FALSE |  |  | LV-BREAKER-MATERIAL-KBT | [9 empty] | TER CBR 20AT 0.3-3A 4P 36KA 415VAC TMD
1090236 | 1090236 | TER CBR 20AT 0.3-3A 3P 36KA 415VAC TMD | Breaker_Material | RAWMATERIAL | TRUE | FALSE |  |  | LV-BREAKER-MATERIAL-KBT | [9 empty] | TER CBR 20AT 0.3-3A 3P 36KA 415VAC TMD
1151176 | 1151176 | TER CBR 125AT 0.3-3A 4P 36KA 415VAC TMD | Breaker_Material | RAWMATERIAL | TRUE | FALSE |  |  | LV-BREAKER-MATERIAL-KBT | [9 empty] | TER CBR 125AT 0.3-3A 4P 36KA 415VAC TMD
1090231 | 1090231 | TER CBR 125AT 0.3-3A 3P 36KA 415VAC TMD | Breaker_Material | RAWMATERIAL | TRUE | FALSE |  |  | LV-BREAKER-MATERIAL-KBT | [9 empty] | TER CBR 125AT 0.3-3A 3P 36KA 415VAC TMD
1151177 | 1151177 | TER CBR 100AT 0.3-3A 4P 36KA 415VAC TMD | Breaker_Material | RAWMATERIAL | TRUE | FALSE |  |  | LV-BREAKER-MATERIAL-KBT | [9 empty] | TER CBR 100AT 0.3-3A 4P 36KA 415VAC TMD
1090232 | 1090232 | TER CBR 100AT 0.3-3A 3P 36KA 415VAC TMD | Breaker_Material | RAWMATERIAL | TRUE | FALSE |  |  | LV-BREAKER-MATERIAL-KBT | [9 empty] | TER CBR 100AT 0.3-3A 3P 36KA 415VAC TMD
1151178 | 1151178 | TER CBR 63AT 0.3-3A 4P 65KA 415VAC TMD | Breaker_Material | RAWMATERIAL | TRUE | FALSE |  |  | LV-BREAKER-MATERIAL-KBT | [9 empty] | TER CBR 63AT 0.3-3A 4P 65KA 415VAC TMD
1103251 | 1103251 | TER CBR 63AT 0.3-3A 3P 65KA 415VAC TMD | Breaker_Material | RAWMATERIAL | TRUE | FALSE |  |  | LV-BREAKER-MATERIAL-KBT | [9 empty] | TER CBR 63AT 0.3-3A 3P 65KA 415VAC TMD
1112697 | 1112697 | TER CBR 50AT 0.3-3A 4P 65KA 415VAC TMD | Breaker_Material | RAWMATERIAL | TRUE | FALSE |  |  | LV-BREAKER-MATERIAL-KBT | [9 empty] | TER CBR 50AT 0.3-3A 4P 65KA 415VAC TMD
1090240 | 1090240 | TER CBR 50AT 0.3-3A 3P 65KA 415VAC TMD | Breaker_Material | RAWMATERIAL | TRUE | FALSE |  |  | LV-BREAKER-MATERIAL-KBT | [9 empty] | TER CBR 50AT 0.3-3A 3P 65KA 415VAC TMD
1103703 | 1103703 | TER CBR 32AT 0.3-3A 4P 65KA 415VAC TMD | Breaker_Material | RAWMATERIAL | TRUE | FALSE |  |  | LV-BREAKER-MATERIAL-KBT | [9 empty] | TER CBR 32AT 0.3-3A 4P 65KA 415VAC TMD
1103252 | 1103252 | TER CBR 32AT 0.3-3A 3P 65KA 415VAC TMD | Breaker_Material | RAWMATERIAL | TRUE | FALSE |  |  | LV-BREAKER-MATERIAL-KBT | [9 empty] | TER CBR 32AT 0.3-3A 3P 65KA 415VAC TMD
1112696 | 1112696 | TER CBR 20AT 0.3-3A 4P 65KA 415VAC TMD | Breaker_Material | RAWMATERIAL | TRUE | FALSE |  |  | LV-BREAKER-MATERIAL-KBT | [9 empty] | TER CBR 20AT 0.3-3A 4P 65KA 415VAC TMD
1090242 | 1090242 | TER CBR 20AT 0.3-3A 3P 65KA 415VAC TMD | Breaker_Material | RAWMATERIAL | TRUE | FALSE |  |  | LV-BREAKER-MATERIAL-KBT | [9 empty] | TER CBR 20AT 0.3-3A 3P 65KA 415VAC TMD
1151179 | 1151179 | TER CBR 125AT 0.3-3A 4P 65KA 415VAC TMD | Breaker_Material | RAWMATERIAL | TRUE | FALSE |  |  | LV-BREAKER-MATERIAL-KBT | [9 empty] | TER CBR 125AT 0.3-3A 4P 65KA 415VAC TMD
1103249 | 1103249 | TER CBR 125AT 0.3-3A 3P 65KA 415VAC TMD | Breaker_Material | RAWMATERIAL | TRUE | FALSE |  |  | LV-BREAKER-MATERIAL-KBT | [9 empty] | TER CBR 125AT 0.3-3A 3P 65KA 415VAC TMD
1151180 | 1151180 | TER CBR 100AT 0.3-3A 4P 65KA 415VAC TMD | Breaker_Material | RAWMATERIAL | TRUE | FALSE |  |  | LV-BREAKER-MATERIAL-KBT | [9 empty] | TER CBR 100AT 0.3-3A 4P 65KA 415VAC TMD
1103250 | 1103250 | TER CBR 100AT 0.3-3A 3P 65KA 415VAC TMD | Breaker_Material | RAWMATERIAL | TRUE | FALSE |  |  | LV-BREAKER-MATERIAL-KBT | [9 empty] | TER CBR 100AT 0.3-3A 3P 65KA 415VAC TMD
1124898-J | 1124898-J | TER CBR 250AT 0.3-3A 4P 25KA 415VAC TMD | Breaker_Material | RAWMATERIAL | TRUE | FALSE |  |  | LV-BREAKER-MATERIAL-KBT | [9 empty] | TER CBR 250AT 0.3-3A 4P 25KA 415VAC TMD
1151181 | 1151181 | TER CBR 250AT 0.3-3A 3P 25KA 415VAC TMD | Breaker_Material | RAWMATERIAL | TRUE | FALSE |  |  | LV-BREAKER-MATERIAL-KBT | [9 empty] | TER CBR 250AT 0.3-3A 3P 25KA 415VAC TMD
1124899-J | 1124899-J | TER CBR 160AT 0.3-3A 4P 25KA 415VAC TMD | Breaker_Material | RAWMATERIAL | TRUE | FALSE |  |  | LV-BREAKER-MATERIAL-KBT | [9 empty] | TER CBR 160AT 0.3-3A 4P 25KA 415VAC TMD
1151182 | 1151182 | TER CBR 160AT 0.3-3A 3P 25KA 415VAC TMD | Breaker_Material | RAWMATERIAL | TRUE | FALSE |  |  | LV-BREAKER-MATERIAL-KBT | [9 empty] | TER CBR 160AT 0.3-3A 3P 25KA 415VAC TMD
1151183 | 1151183 | TER CBR 63AT 0.3-3A 4P 25KA 415VAC TMD | Breaker_Material | RAWMATERIAL | TRUE | FALSE |  |  | LV-BREAKER-MATERIAL-KBT | [9 empty] | TER CBR 63AT 0.3-3A 4P 25KA 415VAC TMD
1151184 | 1151184 | TER CBR 63AT 0.3-3A 3P 25KA 415VAC TMD | Breaker_Material | RAWMATERIAL | TRUE | FALSE |  |  | LV-BREAKER-MATERIAL-KBT | [9 empty] | TER CBR 63AT 0.3-3A 3P 25KA 415VAC TMD
1151185 | 1151185 | TER CBR 50AT 0.3-3A 4P 25KA 415VAC TMD | Breaker_Material | RAWMATERIAL | TRUE | FALSE |  |  | LV-BREAKER-MATERIAL-KBT | [9 empty] | TER CBR 50AT 0.3-3A 4P 25KA 415VAC TMD
1151186 | 1151186 | TER CBR 50AT 0.3-3A 3P 25KA 415VAC TMD | Breaker_Material | RAWMATERIAL | TRUE | FALSE |  |  | LV-BREAKER-MATERIAL-KBT | [9 empty] | TER CBR 50AT 0.3-3A 3P 25KA 415VAC TMD
1151187 | 1151187 | TER CBR 32AT 0.3-3A 4P 25KA 415VAC TMD | Breaker_Material | RAWMATERIAL | TRUE | FALSE |  |  | LV-BREAKER-MATERIAL-KBT | [9 empty] | TER CBR 32AT 0.3-3A 4P 25KA 415VAC TMD
1151188 | 1151188 | TER CBR 32AT 0.3-3A 3P 25KA 415VAC TMD | Breaker_Material | RAWMATERIAL | TRUE | FALSE |  |  | LV-BREAKER-MATERIAL-KBT | [9 empty] | TER CBR 32AT 0.3-3A 3P 25KA 415VAC TMD
1151189 | 1151189 | TER CBR 20AT 0.3-3A 4P 25KA 415VAC TMD | Breaker_Material | RAWMATERIAL | TRUE | FALSE |  |  | LV-BREAKER-MATERIAL-KBT | [9 empty] | TER CBR 20AT 0.3-3A 4P 25KA 415VAC TMD
1151190 | 1151190 | TER CBR 20AT 0.3-3A 3P 25KA 415VAC TMD | Breaker_Material | RAWMATERIAL | TRUE | FALSE |  |  | LV-BREAKER-MATERIAL-KBT | [9 empty] | TER CBR 20AT 0.3-3A 3P 25KA 415VAC TMD
1151191 | 1151191 | TER CBR 125AT 0.3-3A 4P 25KA 415VAC TMD | Breaker_Material | RAWMATERIAL | TRUE | FALSE |  |  | LV-BREAKER-MATERIAL-KBT | [9 empty] | TER CBR 125AT 0.3-3A 4P 25KA 415VAC TMD
1074367-J | 1074367-J | TER CBR 125AT 0.3-3A 3P 25KA 415VAC TMD | Breaker_Material | RAWMATERIAL | TRUE | FALSE |  |  | LV-BREAKER-MATERIAL-KBT | [9 empty] | TER CBR 125AT 0.3-3A 3P 25KA 415VAC TMD
1125087-J | 1125087-J | TER CBR 100AT 0.3-3A 4P 25KA 415VAC TMD | Breaker_Material | RAWMATERIAL | TRUE | FALSE |  |  | LV-BREAKER-MATERIAL-KBT | [9 empty] | TER CBR 100AT 0.3-3A 4P 25KA 415VAC TMD
1151192 | 1151192 | TER CBR 100AT 0.3-3A 3P 25KA 415VAC TMD | Breaker_Material | RAWMATERIAL | TRUE | FALSE |  |  | LV-BREAKER-MATERIAL-KBT | [9 empty] | TER CBR 100AT 0.3-3A 3P 25KA 415VAC TMD
1151193 | 1151193 | TER MCCB 2500T 2500AF 4P 85KA 415V APRC | Breaker_Material | RAWMATERIAL | TRUE | FALSE |  |  | LV-BREAKER-MATERIAL-KBT | [9 empty] | TER MCCB 2500T 2500AF 4P 85KA 415V APRC
1151194 | 1151194 | TER MCCB 2500T 2500AF 4P 85KA 415V AI RC | Breaker_Material | RAWMATERIAL | TRUE | FALSE |  |  | LV-BREAKER-MATERIAL-KBT | [9 empty] | TER MCCB 2500T 2500AF 4P 85KA 415V AI RC
1151195 | 1151195 | TER MCCB 2500T 2500AF 4P 85KA 415V AG RC | Breaker_Material | RAWMATERIAL | TRUE | FALSE |  |  | LV-BREAKER-MATERIAL-KBT | [9 empty] | TER MCCB 2500T 2500AF 4P 85KA 415V AG RC
1151196 | 1151196 | TER MCCB 2500T 2500AF 3P 85KA 415V AP RC | Breaker_Material | RAWMATERIAL | TRUE | FALSE |  |  | LV-BREAKER-MATERIAL-KBT | [9 empty] | TER MCCB 2500T 2500AF 3P 85KA 415V AP RC
1151197 | 1151197 | TER MCCB 2500T 2500AF 3P 85KA 415V AI RC | Breaker_Material | RAWMATERIAL | TRUE | FALSE |  |  | LV-BREAKER-MATERIAL-KBT | [9 empty] | TER MCCB 2500T 2500AF 3P 85KA 415V AI RC
1151198 | 1151198 | TER MCCB 2500T 2500AF 3P 85KA 415V AG RC | Breaker_Material | RAWMATERIAL | TRUE | FALSE |  |  | LV-BREAKER-MATERIAL-KBT | [9 empty] | TER MCCB 2500T 2500AF 3P 85KA 415V AG RC
1151199 | 1151199 | TER MCCB 2500AT 2500AF 4P 85KA 415V A RC | Breaker_Material | RAWMATERIAL | TRUE | FALSE |  |  | LV-BREAKER-MATERIAL-KBT | [9 empty] | TER MCCB 2500AT 2500AF 4P 85KA 415V A RC
1151200 | 1151200 | TER MCCB 2500AT 2500AF 3P 85KA 415V A RC | Breaker_Material | RAWMATERIAL | TRUE | FALSE |  |  | LV-BREAKER-MATERIAL-KBT | [9 empty] | TER MCCB 2500AT 2500AF 3P 85KA 415V A RC
1151201 | 1151201 | TER MCCB 2000AT 2000AF 4P 85KA 415V AP RC | Breaker_Material | RAWMATERIAL | TRUE | FALSE |  |  | LV-BREAKER-MATERIAL-KBT | [9 empty] | TER MCCB 2000AT 2000AF 4P 85KA 415V AP RC
1151202 | 1151202 | TER MCCB 2000AT 2000AF 4P 85KA 415V AP | Breaker_Material | RAWMATERIAL | TRUE | FALSE |  |  | LV-BREAKER-MATERIAL-KBT | [9 empty] | TER MCCB 2000AT 2000AF 4P 85KA 415V AP
1151203 | 1151203 | TER MCCB 2000AT 2000AF 4P 85KA 415V AI RC | Breaker_Material | RAWMATERIAL | TRUE | FALSE |  |  | LV-BREAKER-MATERIAL-KBT | [9 empty] | TER MCCB 2000AT 2000AF 4P 85KA 415V AI RC
1151204 | 1151204 | TER MCCB 2000AT 2000AF 4P 85KA 415V AI | Breaker_Material | RAWMATERIAL | TRUE | FALSE |  |  | LV-BREAKER-MATERIAL-KBT | [9 empty] | TER MCCB 2000AT 2000AF 4P 85KA 415V AI
1151205 | 1151205 | TER MCCB 2000AT 2000AF 4P 85KA 415V AG RC | Breaker_Material | RAWMATERIAL | TRUE | FALSE |  |  | LV-BREAKER-MATERIAL-KBT | [9 empty] | TER MCCB 2000AT 2000AF 4P 85KA 415V AG RC
1151206 | 1151206 | TER MCCB 2000AT 2000AF 4P 85KA 415V AG | Breaker_Material | RAWMATERIAL | TRUE | FALSE |  |  | LV-BREAKER-MATERIAL-KBT | [9 empty] | TER MCCB 2000AT 2000AF 4P 85KA 415V AG
1151207 | 1151207 | TER MCCB 2000AT 2000AF 4P 85KA 415V A RC | Breaker_Material | RAWMATERIAL | TRUE | FALSE |  |  | LV-BREAKER-MATERIAL-KBT | [9 empty] | TER MCCB 2000AT 2000AF 4P 85KA 415V A RC
1151208 | 1151208 | TER MCCB 2000AT 2000AF 4P 85KA 415V A | Breaker_Material | RAWMATERIAL | TRUE | FALSE |  |  | LV-BREAKER-MATERIAL-KBT | [9 empty] | TER MCCB 2000AT 2000AF 4P 85KA 415V A
1151209 | 1151209 | TER MCCB 2000AT 2000AF 3P 85KA 415V AP RC | Breaker_Material | RAWMATERIAL | TRUE | FALSE |  |  | LV-BREAKER-MATERIAL-KBT | [9 empty] | TER MCCB 2000AT 2000AF 3P 85KA 415V AP RC
1151210 | 1151210 | TER MCCB 2000AT 2000AF 3P 85KA 415V AP | Breaker_Material | RAWMATERIAL | TRUE | FALSE |  |  | LV-BREAKER-MATERIAL-KBT | [9 empty] | TER MCCB 2000AT 2000AF 3P 85KA 415V AP
1151211 | 1151211 | TER MCCB 2000AT 2000AF 3P 85KA 415V AI RC | Breaker_Material | RAWMATERIAL | TRUE | FALSE |  |  | LV-BREAKER-MATERIAL-KBT | [9 empty] | TER MCCB 2000AT 2000AF 3P 85KA 415V AI RC
1151212 | 1151212 | TER MCCB 2000AT 2000AF 3P 85KA 415V AI | Breaker_Material | RAWMATERIAL | TRUE | FALSE |  |  | LV-BREAKER-MATERIAL-KBT | [9 empty] | TER MCCB 2000AT 2000AF 3P 85KA 415V AI
1151213 | 1151213 | TER MCCB 2000AT 2000AF 3P 85KA 415V AG RC | Breaker_Material | RAWMATERIAL | TRUE | FALSE |  |  | LV-BREAKER-MATERIAL-KBT | [9 empty] | TER MCCB 2000AT 2000AF 3P 85KA 415V AG RC
1151214 | 1151214 | TER MCCB 2000AT 2000AF 3P 85KA 415V AG | Breaker_Material | RAWMATERIAL | TRUE | FALSE |  |  | LV-BREAKER-MATERIAL-KBT | [9 empty] | TER MCCB 2000AT 2000AF 3P 85KA 415V AG
1057372 | 1057372 | TER MCCB 2000AT 2000AF 3P 85KA 415V A RC | Breaker_Material | RAWMATERIAL | TRUE | FALSE |  |  | LV-BREAKER-MATERIAL-KBT | [9 empty] | TER MCCB 2000AT 2000AF 3P 85KA 415V A RC
1086911 | 1086911 | TER MCCB 2000AT 2000AF 3P 85KA 415V A | Breaker_Material | RAWMATERIAL | TRUE | FALSE |  |  | LV-BREAKER-MATERIAL-KBT | [9 empty] | TER MCCB 2000AT 2000AF 3P 85KA 415V A
1151215 | 1151215 | TER MCCB 800AT 800AF 4P 70KA 415V TMD | Breaker_Material | RAWMATERIAL | TRUE | FALSE |  |  | LV-BREAKER-MATERIAL-KBT | [9 empty] | TER MCCB 800AT 800AF 4P 70KA 415V TMD
1090276 | 1090276 | TER MCCB 800AT 800AF 3P 70KA 415V TMD | Breaker_Material | RAWMATERIAL | TRUE | FALSE |  |  | LV-BREAKER-MATERIAL-KBT | [9 empty] | TER MCCB 800AT 800AF 3P 70KA 415V TMD
1151216 | 1151216 | TER MCCB 630AT 800AF 4P 70KA 415V TMD | Breaker_Material | RAWMATERIAL | TRUE | FALSE |  |  | LV-BREAKER-MATERIAL-KBT | [9 empty] | TER MCCB 630AT 800AF 4P 70KA 415V TMD
1151217 | 1151217 | TER MCCB 630AT 800AF 3P 70KA 415V TMD | Breaker_Material | RAWMATERIAL | TRUE | FALSE |  |  | LV-BREAKER-MATERIAL-KBT | [9 empty] | TER MCCB 630AT 800AF 3P 70KA 415V TMD
1151552 | 1151552 | TER MCCB 800T800F 4P 70KA 415V APGNS LCD | Breaker_Material | RAWMATERIAL | TRUE | FALSE |  |  | LV-BREAKER-MATERIAL-KBT | [9 empty] | TER MCCB 800T800F 4P 70KA 415V APGNS LCD
1150454 | 1150454 | TER MCCB 800T800F 4P 70KA 415V APCWH LCD | Breaker_Material | RAWMATERIAL | TRUE | FALSE |  |  | LV-BREAKER-MATERIAL-KBT | [9 empty] | TER MCCB 800T800F 4P 70KA 415V APCWH LCD
1151553 | 1151553 | TER MCCB 800T 800F 3P 70KA 415V APGS LCD | Breaker_Material | RAWMATERIAL | TRUE | FALSE |  |  | LV-BREAKER-MATERIAL-KBT | [9 empty] | TER MCCB 800T 800F 3P 70KA 415V APGS LCD
1151554 | 1151554 | TER MCCB 800T 800AF 4P 70KA 415V AGN LCD | Breaker_Material | RAWMATERIAL | TRUE | FALSE |  |  | LV-BREAKER-MATERIAL-KBT | [9 empty] | TER MCCB 800T 800AF 4P 70KA 415V AGN LCD
1151218 | 1151218 | TER MCCB 800AT 800AF 4P 70KA 415VAC APN | Breaker_Material | RAWMATERIAL | TRUE | FALSE |  |  | LV-BREAKER-MATERIAL-KBT | [9 empty] | TER MCCB 800AT 800AF 4P 70KA 415VAC APN
1151219 | 1151219 | TER MCCB 800AT 800AF 4P 70KA 415VAC APGN | Breaker_Material | RAWMATERIAL | TRUE | FALSE |  |  | LV-BREAKER-MATERIAL-KBT | [9 empty] | TER MCCB 800AT 800AF 4P 70KA 415VAC APGN
1151220 | 1151220 | TER MCCB 800AT 800AF 4P 70KA 415VAC AP | Breaker_Material | RAWMATERIAL | TRUE | FALSE |  |  | LV-BREAKER-MATERIAL-KBT | [9 empty] | TER MCCB 800AT 800AF 4P 70KA 415VAC AP
1151221 | 1151221 | TER MCCB 800AT 800AF 4P 70KA 415VAC AN | Breaker_Material | RAWMATERIAL | TRUE | FALSE |  |  | LV-BREAKER-MATERIAL-KBT | [9 empty] | TER MCCB 800AT 800AF 4P 70KA 415VAC AN
1143498 | 1143498 | TER MCCB 800AT 800AF 4P 70KA 415VAC AGN | Breaker_Material | RAWMATERIAL | TRUE | FALSE |  |  | LV-BREAKER-MATERIAL-KBT | [9 empty] | TER MCCB 800AT 800AF 4P 70KA 415VAC AGN
1143497 | 1143497 | TER MCCB 800AT 800AF 4P 70KA 415VAC A | Breaker_Material | RAWMATERIAL | TRUE | FALSE |  |  | LV-BREAKER-MATERIAL-KBT | [9 empty] | TER MCCB 800AT 800AF 4P 70KA 415VAC A
1151555 | 1151555 | TER MCCB 800AT 800AF 4P 70KA 415V AP LCD | Breaker_Material | RAWMATERIAL | TRUE | FALSE |  |  | LV-BREAKER-MATERIAL-KBT | [9 empty] | TER MCCB 800AT 800AF 4P 70KA 415V AP LCD
1151556 | 1151556 | TER MCCB 800AT 800AF 4P 70KA 415V A LCD | Breaker_Material | RAWMATERIAL | TRUE | FALSE |  |  | LV-BREAKER-MATERIAL-KBT | [9 empty] | TER MCCB 800AT 800AF 4P 70KA 415V A LCD
1151222 | 1151222 | TER MCCB 800AT 800AF 3P 70KA 415VAC APG | Breaker_Material | RAWMATERIAL | TRUE | FALSE |  |  | LV-BREAKER-MATERIAL-KBT | [9 empty] | TER MCCB 800AT 800AF 3P 70KA 415VAC APG
1151223 | 1151223 | TER MCCB 800AT 800AF 3P 70KA 415VAC AP | Breaker_Material | RAWMATERIAL | TRUE | FALSE |  |  | LV-BREAKER-MATERIAL-KBT | [9 empty] | TER MCCB 800AT 800AF 3P 70KA 415VAC AP
1104443 | 1104443 | TER MCCB 800AT 800AF 3P 70KA 415VAC AG | Breaker_Material | RAWMATERIAL | TRUE | FALSE |  |  | LV-BREAKER-MATERIAL-KBT | [9 empty] | TER MCCB 800AT 800AF 3P 70KA 415VAC AG
1074366 | 1074366 | TER MCCB 800AT 800AF 3P 70KA 415VAC A | Breaker_Material | RAWMATERIAL | TRUE | FALSE |  |  | LV-BREAKER-MATERIAL-KBT | [9 empty] | TER MCCB 800AT 800AF 3P 70KA 415VAC A
1151557 | 1151557 | TER MCCB 800AT 800AF 3P 70KA 415V AP LCD | Breaker_Material | RAWMATERIAL | TRUE | FALSE |  |  | LV-BREAKER-MATERIAL-KBT | [9 empty] | TER MCCB 800AT 800AF 3P 70KA 415V AP LCD
1151558 | 1151558 | TER MCCB 800AT 800AF 3P 70KA 415V AG LCD | Breaker_Material | RAWMATERIAL | TRUE | FALSE |  |  | LV-BREAKER-MATERIAL-KBT | [9 empty] | TER MCCB 800AT 800AF 3P 70KA 415V AG LCD
1151559 | 1151559 | TER MCCB 800AT 800AF 3P 70KA 415V A LCD | Breaker_Material | RAWMATERIAL | TRUE | FALSE |  |  | LV-BREAKER-MATERIAL-KBT | [9 empty] | TER MCCB 800AT 800AF 3P 70KA 415V A LCD
1151560 | 1151560 | TER MCCB 800A 4P 70KA 415V APGNSCWH LCD | Breaker_Material | RAWMATERIAL | TRUE | FALSE |  |  | LV-BREAKER-MATERIAL-KBT | [9 empty] | TER MCCB 800A 4P 70KA 415V APGNSCWH LCD
1151561 | 1151561 | TER MCCB 800A 3P 70KA 415V APGSCWH LCD | Breaker_Material | RAWMATERIAL | TRUE | FALSE |  |  | LV-BREAKER-MATERIAL-KBT | [9 empty] | TER MCCB 800A 3P 70KA 415V APGSCWH LCD
1150419 | 1150419 | TER MCCB 800A 3P 70KA 415V APCWH LCD | Breaker_Material | RAWMATERIAL | TRUE | FALSE |  |  | LV-BREAKER-MATERIAL-KBT | [9 empty] | TER MCCB 800A 3P 70KA 415V APCWH LCD
1151562 | 1151562 | TER MCCB 630T800F 4P 70KA 415V APGNS LCD | Breaker_Material | RAWMATERIAL | TRUE | FALSE |  |  | LV-BREAKER-MATERIAL-KBT | [9 empty] | TER MCCB 630T800F 4P 70KA 415V APGNS LCD
1151563 | 1151563 | TER MCCB 630T800F 4P 70KA 415V APCWH LCD | Breaker_Material | RAWMATERIAL | TRUE | FALSE |  |  | LV-BREAKER-MATERIAL-KBT | [9 empty] | TER MCCB 630T800F 4P 70KA 415V APCWH LCD
1151564 | 1151564 | TER MCCB 630T 800F 3P 70KA 415V APGS LCD | Breaker_Material | RAWMATERIAL | TRUE | FALSE |  |  | LV-BREAKER-MATERIAL-KBT | [9 empty] | TER MCCB 630T 800F 3P 70KA 415V APGS LCD
1151565 | 1151565 | TER MCCB 630T 800AF 4P 70KA APGNSCWH LCD | Breaker_Material | RAWMATERIAL | TRUE | FALSE |  |  | LV-BREAKER-MATERIAL-KBT | [9 empty] | TER MCCB 630T 800AF 4P 70KA APGNSCWH LCD
1151566 | 1151566 | TER MCCB 630T 800AF 4P 70KA 415V AGN LCD | Breaker_Material | RAWMATERIAL | TRUE | FALSE |  |  | LV-BREAKER-MATERIAL-KBT | [9 empty] | TER MCCB 630T 800AF 4P 70KA 415V AGN LCD
1151447 | 1151447 | TER MCCB 630T 800AF 4P 70KA 415V AP LCD | Breaker_Material | RAWMATERIAL | TRUE | FALSE |  |  | LV-BREAKER-MATERIAL-KBT | [9 empty] | TER MCCB 630T 800AF 4P 70KA 415V AP LCD
1151224 | 1151224 | TER MCCB 630AT 800AF 4P 70KA 415VAC APN | Breaker_Material | RAWMATERIAL | TRUE | FALSE |  |  | LV-BREAKER-MATERIAL-KBT | [9 empty] | TER MCCB 630AT 800AF 4P 70KA 415VAC APN
1151275 | 1151275 | TER MCCB 630AT 800AF 4P 70KA 415VAC APGN | Breaker_Material | RAWMATERIAL | TRUE | FALSE |  |  | LV-BREAKER-MATERIAL-KBT | [9 empty] | TER MCCB 630AT 800AF 4P 70KA 415VAC APGN
1151276 | 1151276 | TER MCCB 630AT 800AF 4P 70KA 415VAC AP | Breaker_Material | RAWMATERIAL | TRUE | FALSE |  |  | LV-BREAKER-MATERIAL-KBT | [9 empty] | TER MCCB 630AT 800AF 4P 70KA 415VAC AP
1151277 | 1151277 | TER MCCB 630AT 800AF 4P 70KA 415VAC AN | Breaker_Material | RAWMATERIAL | TRUE | FALSE |  |  | LV-BREAKER-MATERIAL-KBT | [9 empty] | TER MCCB 630AT 800AF 4P 70KA 415VAC AN
1151278 | 1151278 | TER MCCB 630AT 800AF 4P 70KA 415VAC AGN | Breaker_Material | RAWMATERIAL | TRUE | FALSE |  |  | LV-BREAKER-MATERIAL-KBT | [9 empty] | TER MCCB 630AT 800AF 4P 70KA 415VAC AGN
1151279 | 1151279 | TER MCCB 630AT 800AF 4P 70KA 415VAC A | Breaker_Material | RAWMATERIAL | TRUE | FALSE |  |  | LV-BREAKER-MATERIAL-KBT | [9 empty] | TER MCCB 630AT 800AF 4P 70KA 415VAC A
1151448 | 1151448 | TER MCCB 630AT 800AF 4P 70KA 415V A LCD | Breaker_Material | RAWMATERIAL | TRUE | FALSE |  |  | LV-BREAKER-MATERIAL-KBT | [9 empty] | TER MCCB 630AT 800AF 4P 70KA 415V A LCD
1151449 | 1151449 | TER MCCB 630AT 800AF 3P 70KA APGSCWH LCD | Breaker_Material | RAWMATERIAL | TRUE | FALSE |  |  | LV-BREAKER-MATERIAL-KBT | [9 empty] | TER MCCB 630AT 800AF 3P 70KA APGSCWH LCD
1151470 | 1151470 | TER MCCB 630AT 800AF 3P 70KA APCWH LCD | Breaker_Material | RAWMATERIAL | TRUE | FALSE |  |  | LV-BREAKER-MATERIAL-KBT | [9 empty] | TER MCCB 630AT 800AF 3P 70KA APCWH LCD
1151280 | 1151280 | TER MCCB 630AT 800AF 3P 70KA 415VAC APG | Breaker_Material | RAWMATERIAL | TRUE | FALSE |  |  | LV-BREAKER-MATERIAL-KBT | [9 empty] | TER MCCB 630AT 800AF 3P 70KA 415VAC APG
1151281 | 1151281 | TER MCCB 630AT 800AF 3P 70KA 415VAC AP | Breaker_Material | RAWMATERIAL | TRUE | FALSE |  |  | LV-BREAKER-MATERIAL-KBT | [9 empty] | TER MCCB 630AT 800AF 3P 70KA 415VAC AP
1104442 | 1104442 | TER MCCB 630AT 800AF 3P 70KA 415VAC AG | Breaker_Material | RAWMATERIAL | TRUE | FALSE |  |  | LV-BREAKER-MATERIAL-KBT | [9 empty] | TER MCCB 630AT 800AF 3P 70KA 415VAC AG
1070727 | 1070727 | TER MCCB 630AT 800AF 3P 70KA 415VAC A | Breaker_Material | RAWMATERIAL | TRUE | FALSE |  |  | LV-BREAKER-MATERIAL-KBT | [9 empty] | TER MCCB 630AT 800AF 3P 70KA 415VAC A
1151471 | 1151471 | TER MCCB 630AT 800AF 3P 70KA 415V AP LCD | Breaker_Material | RAWMATERIAL | TRUE | FALSE |  |  | LV-BREAKER-MATERIAL-KBT | [9 empty] | TER MCCB 630AT 800AF 3P 70KA 415V AP LCD
1151472 | 1151472 | TER MCCB 630AT 800AF 3P 70KA 415V AG LCD | Breaker_Material | RAWMATERIAL | TRUE | FALSE |  |  | LV-BREAKER-MATERIAL-KBT | [9 empty] | TER MCCB 630AT 800AF 3P 70KA 415V AG LCD
1151473 | 1151473 | TER MCCB 630AT 800AF 3P 70KA 415V A LCD | Breaker_Material | RAWMATERIAL | TRUE | FALSE |  |  | LV-BREAKER-MATERIAL-KBT | [9 empty] | TER MCCB 630AT 800AF 3P 70KA 415V A LCD
1151282 | 1151282 | TER MCCB 800AT 800AF 4P 50KA 415V TMD | Breaker_Material | RAWMATERIAL | TRUE | FALSE |  |  | LV-BREAKER-MATERIAL-KBT | [9 empty] | TER MCCB 800AT 800AF 4P 50KA 415V TMD
1090268 | 1090268 | TER MCCB 800AT 800AF 3P 50KA 415V TMD | Breaker_Material | RAWMATERIAL | TRUE | FALSE |  |  | LV-BREAKER-MATERIAL-KBT | [9 empty] | TER MCCB 800AT 800AF 3P 50KA 415V TMD
1151283 | 1151283 | TER MCCB 630AT 800AF 4P 50KA 415V TMD | Breaker_Material | RAWMATERIAL | TRUE | FALSE |  |  | LV-BREAKER-MATERIAL-KBT | [9 empty] | TER MCCB 630AT 800AF 4P 50KA 415V TMD
1151284 | 1151284 | TER MCCB 630AT 800AF 3P 50KA 415V TMD | Breaker_Material | RAWMATERIAL | TRUE | FALSE |  |  | LV-BREAKER-MATERIAL-KBT | [9 empty] | TER MCCB 630AT 800AF 3P 50KA 415V TMD
1151474 | 1151474 | TER MCCB 800T800F 4P 50KA 415V APGNS LCD | Breaker_Material | RAWMATERIAL | TRUE | FALSE |  |  | LV-BREAKER-MATERIAL-KBT | [9 empty] | TER MCCB 800T800F 4P 50KA 415V APGNS LCD
1151475 | 1151475 | TER MCCB 800T800F 3P 50KA 415V APCWH LCD | Breaker_Material | RAWMATERIAL | TRUE | FALSE |  |  | LV-BREAKER-MATERIAL-KBT | [9 empty] | TER MCCB 800T800F 3P 50KA 415V APCWH LCD
1151476 | 1151476 | TER MCCB 800T 800F 3P 50KA 415V APGS LCD | Breaker_Material | RAWMATERIAL | TRUE | FALSE |  |  | LV-BREAKER-MATERIAL-KBT | [9 empty] | TER MCCB 800T 800F 3P 50KA 415V APGS LCD
1151285 | 1151285 | TER MCCB 800AT 800AF 4P 50KA 415VAC APN | Breaker_Material | RAWMATERIAL | TRUE | FALSE |  |  | LV-BREAKER-MATERIAL-KBT | [9 empty] | TER MCCB 800AT 800AF 4P 50KA 415VAC APN
1126455 | 1126455 | TER MCCB 800AT 800AF 4P 50KA 415VAC APGN | Breaker_Material | RAWMATERIAL | TRUE | FALSE |  |  | LV-BREAKER-MATERIAL-KBT | [9 empty] | TER MCCB 800AT 800AF 4P 50KA 415VAC APGN
1151286 | 1151286 | TER MCCB 800AT 800AF 4P 50KA 415VAC AP | Breaker_Material | RAWMATERIAL | TRUE | FALSE |  |  | LV-BREAKER-MATERIAL-KBT | [9 empty] | TER MCCB 800AT 800AF 4P 50KA 415VAC AP
1151287 | 1151287 | TER MCCB 800AT 800AF 4P 50KA 415VAC AN | Breaker_Material | RAWMATERIAL | TRUE | FALSE |  |  | LV-BREAKER-MATERIAL-KBT | [9 empty] | TER MCCB 800AT 800AF 4P 50KA 415VAC AN
1143496 | 1143496 | TER MCCB 800AT 800AF 4P 50KA 415VAC AGN | Breaker_Material | RAWMATERIAL | TRUE | FALSE |  |  | LV-BREAKER-MATERIAL-KBT | [9 empty] | TER MCCB 800AT 800AF 4P 50KA 415VAC AGN
1049170 | 1049170 | TER MCCB 800AT 800AF 4P 50KA 415VAC A | Breaker_Material | RAWMATERIAL | TRUE | FALSE |  |  | LV-BREAKER-MATERIAL-KBT | [9 empty] | TER MCCB 800AT 800AF 4P 50KA 415VAC A
1151477 | 1151477 | TER MCCB 800AT 800AF 4P 50KA 415V AP LCD | Breaker_Material | RAWMATERIAL | TRUE | FALSE |  |  | LV-BREAKER-MATERIAL-KBT | [9 empty] | TER MCCB 800AT 800AF 4P 50KA 415V AP LCD
1151478 | 1151478 | TER MCCB 800AT 800AF 4P 50KA 415V AGN LCD | Breaker_Material | RAWMATERIAL | TRUE | FALSE |  |  | LV-BREAKER-MATERIAL-KBT | [9 empty] | TER MCCB 800AT 800AF 4P 50KA 415V AGN LCD
1151479 | 1151479 | TER MCCB 800AT 800AF 4P 50KA 415V A LCD | Breaker_Material | RAWMATERIAL | TRUE | FALSE |  |  | LV-BREAKER-MATERIAL-KBT | [9 empty] | TER MCCB 800AT 800AF 4P 50KA 415V A LCD
1151288 | 1151288 | TER MCCB 800AT 800AF 3P 50KA 415VAC APG | Breaker_Material | RAWMATERIAL | TRUE | FALSE |  |  | LV-BREAKER-MATERIAL-KBT | [9 empty] | TER MCCB 800AT 800AF 3P 50KA 415VAC APG
1151289 | 1151289 | TER MCCB 800AT 800AF 3P 50KA 415VAC AP | Breaker_Material | RAWMATERIAL | TRUE | FALSE |  |  | LV-BREAKER-MATERIAL-KBT | [9 empty] | TER MCCB 800AT 800AF 3P 50KA 415VAC AP
1104441 | 1104441 | TER MCCB 800AT 800AF 3P 50KA 415VAC AG | Breaker_Material | RAWMATERIAL | TRUE | FALSE |  |  | LV-BREAKER-MATERIAL-KBT | [9 empty] | TER MCCB 800AT 800AF 3P 50KA 415VAC AG
1049159 | 1049159 | TER MCCB 800AT 800AF 3P 50KA 415VAC A | Breaker_Material | RAWMATERIAL | TRUE | FALSE |  |  | LV-BREAKER-MATERIAL-KBT | [9 empty] | TER MCCB 800AT 800AF 3P 50KA 415VAC A
1151480 | 1151480 | TER MCCB 800AT 800AF 3P 50KA 415V AP LCD | Breaker_Material | RAWMATERIAL | TRUE | FALSE |  |  | LV-BREAKER-MATERIAL-KBT | [9 empty] | TER MCCB 800AT 800AF 3P 50KA 415V AP LCD
1151481 | 1151481 | TER MCCB 800AT 800AF 3P 50KA 415V AG LCD | Breaker_Material | RAWMATERIAL | TRUE | FALSE |  |  | LV-BREAKER-MATERIAL-KBT | [9 empty] | TER MCCB 800AT 800AF 3P 50KA 415V AG LCD
1151482 | 1151482 | TER MCCB 800AT 800AF 3P 50KA 415V A LCD | Breaker_Material | RAWMATERIAL | TRUE | FALSE |  |  | LV-BREAKER-MATERIAL-KBT | [9 empty] | TER MCCB 800AT 800AF 3P 50KA 415V A LCD
1151483 | 1151483 | TER MCCB 800A 4P 50KA 415V APGNSCWH LCD | Breaker_Material | RAWMATERIAL | TRUE | FALSE |  |  | LV-BREAKER-MATERIAL-KBT | [9 empty] | TER MCCB 800A 4P 50KA 415V APGNSCWH LCD
1151484 | 1151484 | TER MCCB 800A 4P 50KA 415V APCWH LCD | Breaker_Material | RAWMATERIAL | TRUE | FALSE |  |  | LV-BREAKER-MATERIAL-KBT | [9 empty] | TER MCCB 800A 4P 50KA 415V APCWH LCD
1151485 | 1151485 | TER MCCB 800A 3P 50KA 415V APGSCWH LCD | Breaker_Material | RAWMATERIAL | TRUE | FALSE |  |  | LV-BREAKER-MATERIAL-KBT | [9 empty] | TER MCCB 800A 3P 50KA 415V APGSCWH LCD
1151486 | 1151486 | TER MCCB 630T800F 4P 50KA 415V APGNS LCD | Breaker_Material | RAWMATERIAL | TRUE | FALSE |  |  | LV-BREAKER-MATERIAL-KBT | [9 empty] | TER MCCB 630T800F 4P 50KA 415V APGNS LCD
1151487 | 1151487 | TER MCCB 630T800F 3P 50KA 415V APCWH LCD | Breaker_Material | RAWMATERIAL | TRUE | FALSE |  |  | LV-BREAKER-MATERIAL-KBT | [9 empty] | TER MCCB 630T800F 3P 50KA 415V APCWH LCD
1151488 | 1151488 | TER MCCB 630T 800F 4P 50KA APGNSCWH LCD | Breaker_Material | RAWMATERIAL | TRUE | FALSE |  |  | LV-BREAKER-MATERIAL-KBT | [9 empty] | TER MCCB 630T 800F 4P 50KA APGNSCWH LCD
1151489 | 1151489 | TER MCCB 630T 800F 3P 50KA 415V APGS LCD | Breaker_Material | RAWMATERIAL | TRUE | FALSE |  |  | LV-BREAKER-MATERIAL-KBT | [9 empty] | TER MCCB 630T 800F 3P 50KA 415V APGS LCD
1151490 | 1151490 | TER MCCB 630T 800AF 4P 50KA 415V AGN LCD | Breaker_Material | RAWMATERIAL | TRUE | FALSE |  |  | LV-BREAKER-MATERIAL-KBT | [9 empty] | TER MCCB 630T 800AF 4P 50KA 415V AGN LCD
1151290 | 1151290 | TER MCCB 630AT 800AF 4P 50KA 415VAC APN | Breaker_Material | RAWMATERIAL | TRUE | FALSE |  |  | LV-BREAKER-MATERIAL-KBT | [9 empty] | TER MCCB 630AT 800AF 4P 50KA 415VAC APN
1151291 | 1151291 | TER MCCB 630AT 800AF 4P 50KA 415VAC APGN | Breaker_Material | RAWMATERIAL | TRUE | FALSE |  |  | LV-BREAKER-MATERIAL-KBT | [9 empty] | TER MCCB 630AT 800AF 4P 50KA 415VAC APGN
1151292 | 1151292 | TER MCCB 630AT 800AF 4P 50KA 415VAC AP | Breaker_Material | RAWMATERIAL | TRUE | FALSE |  |  | LV-BREAKER-MATERIAL-KBT | [9 empty] | TER MCCB 630AT 800AF 4P 50KA 415VAC AP
1151293 | 1151293 | TER MCCB 630AT 800AF 4P 50KA 415VAC AN | Breaker_Material | RAWMATERIAL | TRUE | FALSE |  |  | LV-BREAKER-MATERIAL-KBT | [9 empty] | TER MCCB 630AT 800AF 4P 50KA 415VAC AN
1124932 | 1124932 | TER MCCB 630AT 800AF 4P 50KA 415VAC AGN | Breaker_Material | RAWMATERIAL | TRUE | FALSE |  |  | LV-BREAKER-MATERIAL-KBT | [9 empty] | TER MCCB 630AT 800AF 4P 50KA 415VAC AGN
1151294 | 1151294 | TER MCCB 630AT 800AF 4P 50KA 415VAC A | Breaker_Material | RAWMATERIAL | TRUE | FALSE |  |  | LV-BREAKER-MATERIAL-KBT | [9 empty] | TER MCCB 630AT 800AF 4P 50KA 415VAC A
1151491 | 1151491 | TER MCCB 630AT 800AF 4P 50KA 415V AP LCD | Breaker_Material | RAWMATERIAL | TRUE | FALSE |  |  | LV-BREAKER-MATERIAL-KBT | [9 empty] | TER MCCB 630AT 800AF 4P 50KA 415V AP LCD
1151492 | 1151492 | TER MCCB 630AT 800AF 4P 50KA 415V A LCD | Breaker_Material | RAWMATERIAL | TRUE | FALSE |  |  | LV-BREAKER-MATERIAL-KBT | [9 empty] | TER MCCB 630AT 800AF 4P 50KA 415V A LCD
1151493 | 1151493 | TER MCCB 630AT 800AF 4P 50KA 415V A LCD | Breaker_Material | RAWMATERIAL | TRUE | FALSE |  |  | LV-BREAKER-MATERIAL-KBT | [9 empty] | TER MCCB 630AT 800AF 4P 50KA 415V A LCD
1151494 | 1151494 | TER MCCB 630AT 800AF 3P 50KA APGSCWH LCD | Breaker_Material | RAWMATERIAL | TRUE | FALSE |  |  | LV-BREAKER-MATERIAL-KBT | [9 empty] | TER MCCB 630AT 800AF 3P 50KA APGSCWH LCD
1151295 | 1151295 | TER MCCB 630AT 800AF 3P 50KA 415VAC APG | Breaker_Material | RAWMATERIAL | TRUE | FALSE |  |  | LV-BREAKER-MATERIAL-KBT | [9 empty] | TER MCCB 630AT 800AF 3P 50KA 415VAC APG
1151296 | 1151296 | TER MCCB 630AT 800AF 3P 50KA 415VAC AP | Breaker_Material | RAWMATERIAL | TRUE | FALSE |  |  | LV-BREAKER-MATERIAL-KBT | [9 empty] | TER MCCB 630AT 800AF 3P 50KA 415VAC AP
1104440 | 1104440 | TER MCCB 630AT 800AF 3P 50KA 415VAC AG | Breaker_Material | RAWMATERIAL | TRUE | FALSE |  |  | LV-BREAKER-MATERIAL-KBT | [9 empty] | TER MCCB 630AT 800AF 3P 50KA 415VAC AG
1151297 | 1151297 | TER MCCB 630AT 800AF 3P 50KA 415VAC A | Breaker_Material | RAWMATERIAL | TRUE | FALSE |  |  | LV-BREAKER-MATERIAL-KBT | [9 empty] | TER MCCB 630AT 800AF 3P 50KA 415VAC A
1151495 | 1151495 | TER MCCB 630AT 800AF 3P 50KA 415V AP LCD | Breaker_Material | RAWMATERIAL | TRUE | FALSE |  |  | LV-BREAKER-MATERIAL-KBT | [9 empty] | TER MCCB 630AT 800AF 3P 50KA 415V AP LCD
1151496 | 1151496 | TER MCCB 630AT 800AF 3P 50KA 415V AG LCD | Breaker_Material | RAWMATERIAL | TRUE | FALSE |  |  | LV-BREAKER-MATERIAL-KBT | [9 empty] | TER MCCB 630AT 800AF 3P 50KA 415V AG LCD
1151497 | 1151497 | TER MCCB 630AT 800AF 3P 50KA 415V A LCD | Breaker_Material | RAWMATERIAL | TRUE | FALSE |  |  | LV-BREAKER-MATERIAL-KBT | [9 empty] | TER MCCB 630AT 800AF 3P 50KA 415V A LCD
1151298 | 1151298 | TER MCCB 800AT 800AF 4P 36KA 415V TMD | Breaker_Material | RAWMATERIAL | TRUE | FALSE |  |  | LV-BREAKER-MATERIAL-KBT | [9 empty] | TER MCCB 800AT 800AF 4P 36KA 415V TMD
1151299 | 1151299 | TER MCCB 800AT 800AF 3P 36KA 415V TMD | Breaker_Material | RAWMATERIAL | TRUE | FALSE |  |  | LV-BREAKER-MATERIAL-KBT | [9 empty] | TER MCCB 800AT 800AF 3P 36KA 415V TMD
1151300 | 1151300 | TER MCCB 630AT 800AF 4P 36KA 415V TMD | Breaker_Material | RAWMATERIAL | TRUE | FALSE |  |  | LV-BREAKER-MATERIAL-KBT | [9 empty] | TER MCCB 630AT 800AF 4P 36KA 415V TMD
1151301 | 1151301 | TER MCCB 630AT 800AF 3P 36KA 415V TMD | Breaker_Material | RAWMATERIAL | TRUE | FALSE |  |  | LV-BREAKER-MATERIAL-KBT | [9 empty] | TER MCCB 630AT 800AF 3P 36KA 415V TMD
1150452 | 1150452 | TER MCCB 630T 630F 4P 70KA 415VAPCWH LCD | Breaker_Material | RAWMATERIAL | TRUE | FALSE |  |  | LV-BREAKER-MATERIAL-KBT | [9 empty] | TER MCCB 630T 630F 4P 70KA 415VAPCWH LCD
1151302 | 1151302 | TER MCCB 630T 630F 3P 70KA 415V APGS LCD | Breaker_Material | RAWMATERIAL | TRUE | FALSE |  |  | LV-BREAKER-MATERIAL-KBT | [9 empty] | TER MCCB 630T 630F 3P 70KA 415V APGS LCD
1151303 | 1151303 | TER MCCB 630F 3P 70KA 415V APGSCWH LCD | Breaker_Material | RAWMATERIAL | TRUE | FALSE |  |  | LV-BREAKER-MATERIAL-KBT | [9 empty] | TER MCCB 630F 3P 70KA 415V APGSCWH LCD
1150440 | 1150440 | TER MCCB 630F 3P 70KA 415V APCWH LCD | Breaker_Material | RAWMATERIAL | TRUE | FALSE |  |  | LV-BREAKER-MATERIAL-KBT | [9 empty] | TER MCCB 630F 3P 70KA 415V APCWH LCD
1151304 | 1151304 | TER MCCB 630AT 630AF 4P 70KA 415VAC APN | Breaker_Material | RAWMATERIAL | TRUE | FALSE |  |  | LV-BREAKER-MATERIAL-KBT | [9 empty] | TER MCCB 630AT 630AF 4P 70KA 415VAC APN
1151305 | 1151305 | TER MCCB 630AT 630AF 4P 70KA 415VAC APGN | Breaker_Material | RAWMATERIAL | TRUE | FALSE |  |  | LV-BREAKER-MATERIAL-KBT | [9 empty] | TER MCCB 630AT 630AF 4P 70KA 415VAC APGN
1151306 | 1151306 | TER MCCB 630AT 630AF 4P 70KA 415VAC AP | Breaker_Material | RAWMATERIAL | TRUE | FALSE |  |  | LV-BREAKER-MATERIAL-KBT | [9 empty] | TER MCCB 630AT 630AF 4P 70KA 415VAC AP
1151307 | 1151307 | TER MCCB 630AT 630AF 4P 70KA 415VAC AN | Breaker_Material | RAWMATERIAL | TRUE | FALSE |  |  | LV-BREAKER-MATERIAL-KBT | [9 empty] | TER MCCB 630AT 630AF 4P 70KA 415VAC AN
1151308 | 1151308 | TER MCCB 630AT 630AF 4P 70KA 415VAC AGN | Breaker_Material | RAWMATERIAL | TRUE | FALSE |  |  | LV-BREAKER-MATERIAL-KBT | [9 empty] | TER MCCB 630AT 630AF 4P 70KA 415VAC AGN
1058603 | 1058603 | TER MCCB 630AT 630AF 4P 70KA 415VAC A | Breaker_Material | RAWMATERIAL | TRUE | FALSE |  |  | LV-BREAKER-MATERIAL-KBT | [9 empty] | TER MCCB 630AT 630AF 4P 70KA 415VAC A
1151309 | 1151309 | TER MCCB 630AT 630AF 4P 70KA 415V A LCD | Breaker_Material | RAWMATERIAL | TRUE | FALSE |  |  | LV-BREAKER-MATERIAL-KBT | [9 empty] | TER MCCB 630AT 630AF 4P 70KA 415V A LCD
1151310 | 1151310 | TER MCCB 630AT 630AF 3P 70KA 415VAC APG | Breaker_Material | RAWMATERIAL | TRUE | FALSE |  |  | LV-BREAKER-MATERIAL-KBT | [9 empty] | TER MCCB 630AT 630AF 3P 70KA 415VAC APG
1151311 | 1151311 | TER MCCB 630AT 630AF 3P 70KA 415VAC AP | Breaker_Material | RAWMATERIAL | TRUE | FALSE |  |  | LV-BREAKER-MATERIAL-KBT | [9 empty] | TER MCCB 630AT 630AF 3P 70KA 415VAC AP
1090267 | 1090267 | TER MCCB 630AT 630AF 3P 70KA 415VAC AG | Breaker_Material | RAWMATERIAL | TRUE | FALSE |  |  | LV-BREAKER-MATERIAL-KBT | [9 empty] | TER MCCB 630AT 630AF 3P 70KA 415VAC AG
1058602 | 1058602 | TER MCCB 630AT 630AF 3P 70KA 415VAC A | Breaker_Material | RAWMATERIAL | TRUE | FALSE |  |  | LV-BREAKER-MATERIAL-KBT | [9 empty] | TER MCCB 630AT 630AF 3P 70KA 415VAC A
1151312 | 1151312 | TER MCCB 630AT 630AF 3P 70KA 415V AG LCD | Breaker_Material | RAWMATERIAL | TRUE | FALSE |  |  | LV-BREAKER-MATERIAL-KBT | [9 empty] | TER MCCB 630AT 630AF 3P 70KA 415V AG LCD
1151313 | 1151313 | TER MCCB 630AT 630AF 3P 70KA 415V A LCD | Breaker_Material | RAWMATERIAL | TRUE | FALSE |  |  | LV-BREAKER-MATERIAL-KBT | [9 empty] | TER MCCB 630AT 630AF 3P 70KA 415V A LCD
1151314 | 1151314 | TER MCCB 630AF 4P 70KA 415V APGNSCWH LCD | Breaker_Material | RAWMATERIAL | TRUE | FALSE |  |  | LV-BREAKER-MATERIAL-KBT | [9 empty] | TER MCCB 630AF 4P 70KA 415V APGNSCWH LCD
1151315 | 1151315 | TER MCCB 630A 4P 70KA 415V APGNS LCD | Breaker_Material | RAWMATERIAL | TRUE | FALSE |  |  | LV-BREAKER-MATERIAL-KBT | [9 empty] | TER MCCB 630A 4P 70KA 415V APGNS LCD
1151316 | 1151316 | TER MCCB 630A 4P 70KA 415V AGN LCD | Breaker_Material | RAWMATERIAL | TRUE | FALSE |  |  | LV-BREAKER-MATERIAL-KBT | [9 empty] | TER MCCB 630A 4P 70KA 415V AGN LCD
1151317 | 1151317 | TER MCCB 630T 630F 3P 50KA 415V APGS LCD | Breaker_Material | RAWMATERIAL | TRUE | FALSE |  |  | LV-BREAKER-MATERIAL-KBT | [9 empty] | TER MCCB 630T 630F 3P 50KA 415V APGS LCD
1151318 | 1151318 | TER MCCB 630T 630AF 4P 50KA 415V AGN LCD | Breaker_Material | RAWMATERIAL | TRUE | FALSE |  |  | LV-BREAKER-MATERIAL-KBT | [9 empty] | TER MCCB 630T 630AF 4P 50KA 415V AGN LCD
1151319 | 1151319 | TER MCCB 630AT 630AF 4P 50KA 415VAC APN | Breaker_Material | RAWMATERIAL | TRUE | FALSE |  |  | LV-BREAKER-MATERIAL-KBT | [9 empty] | TER MCCB 630AT 630AF 4P 50KA 415VAC APN
1127041 | 1127041 | TER MCCB 630AT 630AF 4P 50KA 415VAC APGN | Breaker_Material | RAWMATERIAL | TRUE | FALSE |  |  | LV-BREAKER-MATERIAL-KBT | [9 empty] | TER MCCB 630AT 630AF 4P 50KA 415VAC APGN
1151320 | 1151320 | TER MCCB 630AT 630AF 4P 50KA 415VAC AP | Breaker_Material | RAWMATERIAL | TRUE | FALSE |  |  | LV-BREAKER-MATERIAL-KBT | [9 empty] | TER MCCB 630AT 630AF 4P 50KA 415VAC AP
1151321 | 1151321 | TER MCCB 630AT 630AF 4P 50KA 415VAC AN | Breaker_Material | RAWMATERIAL | TRUE | FALSE |  |  | LV-BREAKER-MATERIAL-KBT | [9 empty] | TER MCCB 630AT 630AF 4P 50KA 415VAC AN
1124933 | 1124933 | TER MCCB 630AT 630AF 4P 50KA 415VAC AGN | Breaker_Material | RAWMATERIAL | TRUE | FALSE |  |  | LV-BREAKER-MATERIAL-KBT | [9 empty] | TER MCCB 630AT 630AF 4P 50KA 415VAC AGN
1049169 | 1049169 | TER MCCB 630AT 630AF 4P 50KA 415VAC A | Breaker_Material | RAWMATERIAL | TRUE | FALSE |  |  | LV-BREAKER-MATERIAL-KBT | [9 empty] | TER MCCB 630AT 630AF 4P 50KA 415VAC A
1151322 | 1151322 | TER MCCB 630AT 630AF 4P 50KA 415V A LCD | Breaker_Material | RAWMATERIAL | TRUE | FALSE |  |  | LV-BREAKER-MATERIAL-KBT | [9 empty] | TER MCCB 630AT 630AF 4P 50KA 415V A LCD
1151323 | 1151323 | TER MCCB 630AT 630AF 3P 50KA 415VAC APG | Breaker_Material | RAWMATERIAL | TRUE | FALSE |  |  | LV-BREAKER-MATERIAL-KBT | [9 empty] | TER MCCB 630AT 630AF 3P 50KA 415VAC APG
1151324 | 1151324 | TER MCCB 630AT 630AF 3P 50KA 415VAC AP | Breaker_Material | RAWMATERIAL | TRUE | FALSE |  |  | LV-BREAKER-MATERIAL-KBT | [9 empty] | TER MCCB 630AT 630AF 3P 50KA 415VAC AP
1090266 | 1090266 | TER MCCB 630AT 630AF 3P 50KA 415VAC AG | Breaker_Material | RAWMATERIAL | TRUE | FALSE |  |  | LV-BREAKER-MATERIAL-KBT | [9 empty] | TER MCCB 630AT 630AF 3P 50KA 415VAC AG
1049158 | 1049158 | TER MCCB 630AT 630AF 3P 50KA 415VAC A | Breaker_Material | RAWMATERIAL | TRUE | FALSE |  |  | LV-BREAKER-MATERIAL-KBT | [9 empty] | TER MCCB 630AT 630AF 3P 50KA 415VAC A
1150442 | 1150442 | TER MCCB 630AT 630AF 3P 50KA 415V APCWH | Breaker_Material | RAWMATERIAL | TRUE | FALSE |  |  | LV-BREAKER-MATERIAL-KBT | [9 empty] | TER MCCB 630AT 630AF 3P 50KA 415V APCWH
1151654 | 1151654 | TER MCCB 630AT 630AF 3P 50KA 415V AG LCD | Breaker_Material | RAWMATERIAL | TRUE | FALSE |  |  | LV-BREAKER-MATERIAL-KBT | [9 empty] | TER MCCB 630AT 630AF 3P 50KA 415V AG LCD
1151655 | 1151655 | TER MCCB 630AT 630AF 3P 50KA 415V A LCD | Breaker_Material | RAWMATERIAL | TRUE | FALSE |  |  | LV-BREAKER-MATERIAL-KBT | [9 empty] | TER MCCB 630AT 630AF 3P 50KA 415V A LCD
1151656 | 1151656 | TER MCCB 630A 4P 50KA 415V APGNSCWH LCD | Breaker_Material | RAWMATERIAL | TRUE | FALSE |  |  | LV-BREAKER-MATERIAL-KBT | [9 empty] | TER MCCB 630A 4P 50KA 415V APGNSCWH LCD
1151657 | 1151657 | TER MCCB 630A 4P 50KA 415V APGNS LCD | Breaker_Material | RAWMATERIAL | TRUE | FALSE |  |  | LV-BREAKER-MATERIAL-KBT | [9 empty] | TER MCCB 630A 4P 50KA 415V APGNS LCD
1151658 | 1151658 | TER MCCB 630A 3P 50KA 415V APGSCWH LCD | Breaker_Material | RAWMATERIAL | TRUE | FALSE |  |  | LV-BREAKER-MATERIAL-KBT | [9 empty] | TER MCCB 630A 3P 50KA 415V APGSCWH LCD
1143493 | 1143493 | TER MCCB 400AT 400AF 4P 85KA 415V TMD | Breaker_Material | RAWMATERIAL | TRUE | FALSE |  |  | LV-BREAKER-MATERIAL-KBT | [9 empty] | TER MCCB 400AT 400AF 4P 85KA 415V TMD
1151659 | 1151659 | TER MCCB 400AT 400AF 3P 85KA 415V TMD | Breaker_Material | RAWMATERIAL | TRUE | FALSE |  |  | LV-BREAKER-MATERIAL-KBT | [9 empty] | TER MCCB 400AT 400AF 3P 85KA 415V TMD
1151660 | 1151660 | TER MCCB 250AT 400AF 4P 85KA 415V TMD | Breaker_Material | RAWMATERIAL | TRUE | FALSE |  |  | LV-BREAKER-MATERIAL-KBT | [9 empty] | TER MCCB 250AT 400AF 4P 85KA 415V TMD
1151661 | 1151661 | TER MCCB 250AT 400AF 3P 85KA 415V TMD | Breaker_Material | RAWMATERIAL | TRUE | FALSE |  |  | LV-BREAKER-MATERIAL-KBT | [9 empty] | TER MCCB 250AT 400AF 3P 85KA 415V TMD
BO3494 | BO3494 | TER MCCB 400AT 400AF 4P 50KA 415V TMD | Breaker_Material | RAWMATERIAL | TRUE | FALSE |  |  | LV-BREAKER-MATERIAL-KBT | [9 empty] | TER MCCB 400AT 400AF 4P 50KA 415V TMD
1151662 | 1151662 | TER MCCB 400AT 400AF 4P 50KA 415V MA JP | Breaker_Material | RAWMATERIAL | TRUE | FALSE |  |  | LV-BREAKER-MATERIAL-KBT | [9 empty] | TER MCCB 400AT 400AF 4P 50KA 415V MA JP
1064642-J | 1064642-J | TER MCCB 400AT 400AF 3P 50KA 415V TMD | Breaker_Material | RAWMATERIAL | TRUE | FALSE |  |  | LV-BREAKER-MATERIAL-KBT | [9 empty] | TER MCCB 400AT 400AF 3P 50KA 415V TMD
1108429 | 1108429 | TER MCCB 400AT 400AF 3P 50KA 415V MA JP | Breaker_Material | RAWMATERIAL | TRUE | FALSE |  |  | LV-BREAKER-MATERIAL-KBT | [9 empty] | TER MCCB 400AT 400AF 3P 50KA 415V MA JP
1151663 | 1151663 | TER MCCB 250AT 400AF 4P 50KA 415V TMD | Breaker_Material | RAWMATERIAL | TRUE | FALSE |  |  | LV-BREAKER-MATERIAL-KBT | [9 empty] | TER MCCB 250AT 400AF 4P 50KA 415V TMD
1151664 | 1151664 | TER MCCB 250AT 400AF 4P 50KA 415V MA JP | Breaker_Material | RAWMATERIAL | TRUE | FALSE |  |  | LV-BREAKER-MATERIAL-KBT | [9 empty] | TER MCCB 250AT 400AF 4P 50KA 415V MA JP
1090255 | 1090255 | TER MCCB 250AT 400AF 3P 50KA 415V TMD | Breaker_Material | RAWMATERIAL | TRUE | FALSE |  |  | LV-BREAKER-MATERIAL-KBT | [9 empty] | TER MCCB 250AT 400AF 3P 50KA 415V TMD
1151665 | 1151665 | TER MCCB 250AT 400AF 3P 50KA 415V MA JP | Breaker_Material | RAWMATERIAL | TRUE | FALSE |  |  | LV-BREAKER-MATERIAL-KBT | [9 empty] | TER MCCB 250AT 400AF 3P 50KA 415V MA JP
1151666 | 1151666 | TER MCCB 400T-400F 3P 50KA 415V APGS LCD | Breaker_Material | RAWMATERIAL | TRUE | FALSE |  |  | LV-BREAKER-MATERIAL-KBT | [9 empty] | TER MCCB 400T-400F 3P 50KA 415V APGS LCD
1150443 | 1150443 | TER MCCB 400T400F 3P 50KA 415V APCWH LCD | Breaker_Material | RAWMATERIAL | TRUE | FALSE |  |  | LV-BREAKER-MATERIAL-KBT | [9 empty] | TER MCCB 400T400F 3P 50KA 415V APCWH LCD
1151667 | 1151667 | TER MCCB 400T 400AF 4P 50KA 415V AGN LCD | Breaker_Material | RAWMATERIAL | TRUE | FALSE |  |  | LV-BREAKER-MATERIAL-KBT | [9 empty] | TER MCCB 400T 400AF 4P 50KA 415V AGN LCD
1151668 | 1151668 | TER MCCB 400AT 400AF 4P 50KA 415V APN | Breaker_Material | RAWMATERIAL | TRUE | FALSE |  |  | LV-BREAKER-MATERIAL-KBT | [9 empty] | TER MCCB 400AT 400AF 4P 50KA 415V APN
1151669 | 1151669 | TER MCCB 400AT 400AF 4P 50KA 415V APGN | Breaker_Material | RAWMATERIAL | TRUE | FALSE |  |  | LV-BREAKER-MATERIAL-KBT | [9 empty] | TER MCCB 400AT 400AF 4P 50KA 415V APGN
1151670 | 1151670 | TER MCCB 400AT 400AF 4P 50KA 415V AP | Breaker_Material | RAWMATERIAL | TRUE | FALSE |  |  | LV-BREAKER-MATERIAL-KBT | [9 empty] | TER MCCB 400AT 400AF 4P 50KA 415V AP
1151671 | 1151671 | TER MCCB 400AT 400AF 4P 50KA 415V AN | Breaker_Material | RAWMATERIAL | TRUE | FALSE |  |  | LV-BREAKER-MATERIAL-KBT | [9 empty] | TER MCCB 400AT 400AF 4P 50KA 415V AN
1124934 | 1124934 | TER MCCB 400AT 400AF 4P 50KA 415V AGN | Breaker_Material | RAWMATERIAL | TRUE | FALSE |  |  | LV-BREAKER-MATERIAL-KBT | [9 empty] | TER MCCB 400AT 400AF 4P 50KA 415V AGN
1151672 | 1151672 | TER MCCB 400AT 400AF 4P 50KA 415V A LCD | Breaker_Material | RAWMATERIAL | TRUE | FALSE |  |  | LV-BREAKER-MATERIAL-KBT | [9 empty] | TER MCCB 400AT 400AF 4P 50KA 415V A LCD
1123816 | 1123816 | TER MCCB 400AT 400AF 4P 50KA 415V A | Breaker_Material | RAWMATERIAL | TRUE | FALSE |  |  | LV-BREAKER-MATERIAL-KBT | [9 empty] | TER MCCB 400AT 400AF 4P 50KA 415V A
1151673 | 1151673 | TER MCCB 400AT 400AF 3P 50KA 415V APG | Breaker_Material | RAWMATERIAL | TRUE | FALSE |  |  | LV-BREAKER-MATERIAL-KBT | [9 empty] | TER MCCB 400AT 400AF 3P 50KA 415V APG
1151674 | 1151674 | TER MCCB 400AT 400AF 3P 50KA 415V AP | Breaker_Material | RAWMATERIAL | TRUE | FALSE |  |  | LV-BREAKER-MATERIAL-KBT | [9 empty] | TER MCCB 400AT 400AF 3P 50KA 415V AP
1151675 | 1151675 | TER MCCB 400AT 400AF 3P 50KA 415V AG LCD | Breaker_Material | RAWMATERIAL | TRUE | FALSE |  |  | LV-BREAKER-MATERIAL-KBT | [9 empty] | TER MCCB 400AT 400AF 3P 50KA 415V AG LCD
1090256 | 1090256 | TER MCCB 400AT 400AF 3P 50KA 415V AG | Breaker_Material | RAWMATERIAL | TRUE | FALSE |  |  | LV-BREAKER-MATERIAL-KBT | [9 empty] | TER MCCB 400AT 400AF 3P 50KA 415V AG
1151676 | 1151676 | TER MCCB 400AT 400AF 3P 50KA 415V A LCD | Breaker_Material | RAWMATERIAL | TRUE | FALSE |  |  | LV-BREAKER-MATERIAL-KBT | [9 empty] | TER MCCB 400AT 400AF 3P 50KA 415V A LCD
1065177 | 1065177 | TER MCCB 400AT 400AF 3P 50KA 415V A | Breaker_Material | RAWMATERIAL | TRUE | FALSE |  |  | LV-BREAKER-MATERIAL-KBT | [9 empty] | TER MCCB 400AT 400AF 3P 50KA 415V A
1151677 | 1151677 | TER MCCB 400AF 3P 50KA 415V APGSCWH LCD | Breaker_Material | RAWMATERIAL | TRUE | FALSE |  |  | LV-BREAKER-MATERIAL-KBT | [9 empty] | TER MCCB 400AF 3P 50KA 415V APGSCWH LCD
1151678 | 1151678 | TER MCCB 400A 4P 50KA 415V APGNSCWH LCD | Breaker_Material | RAWMATERIAL | TRUE | FALSE |  |  | LV-BREAKER-MATERIAL-KBT | [9 empty] | TER MCCB 400A 4P 50KA 415V APGNSCWH LCD
1151679 | 1151679 | TER MCCB 400A 4P 50KA 415V APGNS LCD | Breaker_Material | RAWMATERIAL | TRUE | FALSE |  |  | LV-BREAKER-MATERIAL-KBT | [9 empty] | TER MCCB 400A 4P 50KA 415V APGNS LCD
1151680 | 1151680 | TER MCCB 250T400F 4P 50KA 415V APGNS LCD | Breaker_Material | RAWMATERIAL | TRUE | FALSE |  |  | LV-BREAKER-MATERIAL-KBT | [9 empty] | TER MCCB 250T400F 4P 50KA 415V APGNS LCD
1151681 | 1151681 | TER MCCB 250T-400F 3P 50KA 415V APGS LCD | Breaker_Material | RAWMATERIAL | TRUE | FALSE |  |  | LV-BREAKER-MATERIAL-KBT | [9 empty] | TER MCCB 250T-400F 3P 50KA 415V APGS LCD
1151682 | 1151682 | TER MCCB 250T-400AF 4P 50KA 415V AGN LCD | Breaker_Material | RAWMATERIAL | TRUE | FALSE |  |  | LV-BREAKER-MATERIAL-KBT | [9 empty] | TER MCCB 250T-400AF 4P 50KA 415V AGN LCD
1151683 | 1151683 | TER MCCB 250T-400AF 3P 50KA APGSCWH LCD | Breaker_Material | RAWMATERIAL | TRUE | FALSE |  |  | LV-BREAKER-MATERIAL-KBT | [9 empty] | TER MCCB 250T-400AF 3P 50KA APGSCWH LCD
1151684 | 1151684 | TER MCCB 250AT 400AF 4P 50KA 415V APN | Breaker_Material | RAWMATERIAL | TRUE | FALSE |  |  | LV-BREAKER-MATERIAL-KBT | [9 empty] | TER MCCB 250AT 400AF 4P 50KA 415V APN
1151685 | 1151685 | TER MCCB 250AT 400AF 4P 50KA 415V AP | Breaker_Material | RAWMATERIAL | TRUE | FALSE |  |  | LV-BREAKER-MATERIAL-KBT | [9 empty] | TER MCCB 250AT 400AF 4P 50KA 415V AP
1151686 | 1151686 | TER MCCB 250AT 400AF 4P 50KA 415V AN | Breaker_Material | RAWMATERIAL | TRUE | FALSE |  |  | LV-BREAKER-MATERIAL-KBT | [9 empty] | TER MCCB 250AT 400AF 4P 50KA 415V AN
1151687 | 1151687 | TER MCCB 250AT 400AF 4P 50KA 415V A LCD | Breaker_Material | RAWMATERIAL | TRUE | FALSE |  |  | LV-BREAKER-MATERIAL-KBT | [9 empty] | TER MCCB 250AT 400AF 4P 50KA 415V A LCD
1151688 | 1151688 | TER MCCB 250AT 400AF 4P 50KA 415V A | Breaker_Material | RAWMATERIAL | TRUE | FALSE |  |  | LV-BREAKER-MATERIAL-KBT | [9 empty] | TER MCCB 250AT 400AF 4P 50KA 415V A
1070720 | 1070720 | TER MCCB 250AT 400AF 3P 50KA 415V AP | Breaker_Material | RAWMATERIAL | TRUE | FALSE |  |  | LV-BREAKER-MATERIAL-KBT | [9 empty] | TER MCCB 250AT 400AF 3P 50KA 415V AP
1151689 | 1151689 | TER MCCB 250AT 400AF 3P 50KA 415V AG LCD | Breaker_Material | RAWMATERIAL | TRUE | FALSE |  |  | LV-BREAKER-MATERIAL-KBT | [9 empty] | TER MCCB 250AT 400AF 3P 50KA 415V AG LCD
1151690 | 1151690 | TER MCCB 250AT 400AF 3P 50KA 415V A LCD | Breaker_Material | RAWMATERIAL | TRUE | FALSE |  |  | LV-BREAKER-MATERIAL-KBT | [9 empty] | TER MCCB 250AT 400AF 3P 50KA 415V A LCD
1104326 | 1104326 | TER MCCB 250AT 400AF 3P 50KA 415V A | Breaker_Material | RAWMATERIAL | TRUE | FALSE |  |  | LV-BREAKER-MATERIAL-KBT | [9 empty] | TER MCCB 250AT 400AF 3P 50KA 415V A
1151691 | 1151691 | TER MCCB 250 400AF 4P 50KA APGNSCWH LCD | Breaker_Material | RAWMATERIAL | TRUE | FALSE |  |  | LV-BREAKER-MATERIAL-KBT | [9 empty] | TER MCCB 250 400AF 4P 50KA APGNSCWH LCD
1049168 | 1049168 | TER MCCB 400AT 400AF 4P 65KA 415V TMD | Breaker_Material | RAWMATERIAL | TRUE | FALSE |  |  | LV-BREAKER-MATERIAL-KBT | [9 empty] | TER MCCB 400AT 400AF 4P 65KA 415V TMD
1151692 | 1151692 | TER MCCB 400AT 400AF 4P 65KA 415V MA JP | Breaker_Material | RAWMATERIAL | TRUE | FALSE |  |  | LV-BREAKER-MATERIAL-KBT | [9 empty] | TER MCCB 400AT 400AF 4P 65KA 415V MA JP
1049157 | 1049157 | TER MCCB 400AT 400AF 3P 65KA 415V TMD | Breaker_Material | RAWMATERIAL | TRUE | FALSE |  |  | LV-BREAKER-MATERIAL-KBT | [9 empty] | TER MCCB 400AT 400AF 3P 65KA 415V TMD
1108440 | 1108440 | TER MCCB 400AT 400AF 3P 65KA 415V MA JP | Breaker_Material | RAWMATERIAL | TRUE | FALSE |  |  | LV-BREAKER-MATERIAL-KBT | [9 empty] | TER MCCB 400AT 400AF 3P 65KA 415V MA JP
1151693 | 1151693 | TER MCCB 250AT 400AF 4P 65KA 415V TMD | Breaker_Material | RAWMATERIAL | TRUE | FALSE |  |  | LV-BREAKER-MATERIAL-KBT | [9 empty] | TER MCCB 250AT 400AF 4P 65KA 415V TMD
1151694 | 1151694 | TER MCCB 250AT 400AF 4P 65KA 415V MA JP | Breaker_Material | RAWMATERIAL | TRUE | FALSE |  |  | LV-BREAKER-MATERIAL-KBT | [9 empty] | TER MCCB 250AT 400AF 4P 65KA 415V MA JP
1060831 | 1060831 | TER MCCB 250AT 400AF 3P 65KA 415V TMD | Breaker_Material | RAWMATERIAL | TRUE | FALSE |  |  | LV-BREAKER-MATERIAL-KBT | [9 empty] | TER MCCB 250AT 400AF 3P 65KA 415V TMD
1151695 | 1151695 | TER MCCB 250AT 400AF 3P 65KA 415V MA JP | Breaker_Material | RAWMATERIAL | TRUE | FALSE |  |  | LV-BREAKER-MATERIAL-KBT | [9 empty] | TER MCCB 250AT 400AF 3P 65KA 415V MA JP
1150453 | 1150453 | TER MCCB 400T400F 4P 70KA 415V APCWH LCD | Breaker_Material | RAWMATERIAL | TRUE | FALSE |  |  | LV-BREAKER-MATERIAL-KBT | [9 empty] | TER MCCB 400T400F 4P 70KA 415V APCWH LCD
1151696 | 1151696 | TER MCCB 400T 400AF 4P 70KA 415V AGN LCD | Breaker_Material | RAWMATERIAL | TRUE | FALSE |  |  | LV-BREAKER-MATERIAL-KBT | [9 empty] | TER MCCB 400T 400AF 4P 70KA 415V AGN LCD
1151697 | 1151697 | TER MCCB 400AT 400AF 4P 70KA 415V A LCD | Breaker_Material | RAWMATERIAL | TRUE | FALSE |  |  | LV-BREAKER-MATERIAL-KBT | [9 empty] | TER MCCB 400AT 400AF 4P 70KA 415V A LCD
1151698 | 1151698 | TER MCCB 400AT 400AF 4P 70KA 415V APN | Breaker_Material | RAWMATERIAL | TRUE | FALSE |  |  | LV-BREAKER-MATERIAL-KBT | [9 empty] | TER MCCB 400AT 400AF 4P 70KA 415V APN
1151699 | 1151699 | TER MCCB 400AT 400AF 4P 70KA 415V APN | Breaker_Material | RAWMATERIAL | TRUE | FALSE |  |  | LV-BREAKER-MATERIAL-KBT | [9 empty] | TER MCCB 400AT 400AF 4P 70KA 415V APN
1151700 | 1151700 | TER MCCB 400AT 400AF 4P 70KA 415V APGN | Breaker_Material | RAWMATERIAL | TRUE | FALSE |  |  | LV-BREAKER-MATERIAL-KBT | [9 empty] | TER MCCB 400AT 400AF 4P 70KA 415V APGN
1151701 | 1151701 | TER MCCB 400AT 400AF 4P 70KA 415V AP | Breaker_Material | RAWMATERIAL | TRUE | FALSE |  |  | LV-BREAKER-MATERIAL-KBT | [9 empty] | TER MCCB 400AT 400AF 4P 70KA 415V AP
1151815 | 1151815 | TER MCCB 400AT 400AF 4P 70KA 415V AN | Breaker_Material | RAWMATERIAL | TRUE | FALSE |  |  | LV-BREAKER-MATERIAL-KBT | [9 empty] | TER MCCB 400AT 400AF 4P 70KA 415V AN
1143494 | 1143494 | TER MCCB 400AT 400AF 4P 70KA 415V AGN | Breaker_Material | RAWMATERIAL | TRUE | FALSE |  |  | LV-BREAKER-MATERIAL-KBT | [9 empty] | TER MCCB 400AT 400AF 4P 70KA 415V AGN
1124723 | 1124723 | TER MCCB 400AT 400AF 4P 70KA 415V A | Breaker_Material | RAWMATERIAL | TRUE | FALSE |  |  | LV-BREAKER-MATERIAL-KBT | [9 empty] | TER MCCB 400AT 400AF 4P 70KA 415V A
1151816 | 1151816 | TER MCCB 400AT 400AF 3P 70KA 415V AG LCD | Breaker_Material | RAWMATERIAL | TRUE | FALSE |  |  | LV-BREAKER-MATERIAL-KBT | [9 empty] | TER MCCB 400AT 400AF 3P 70KA 415V AG LCD
1151817 | 1151817 | TER MCCB 400AT 400AF 3P 70KA 415V A LCD | Breaker_Material | RAWMATERIAL | TRUE | FALSE |  |  | LV-BREAKER-MATERIAL-KBT | [9 empty] | TER MCCB 400AT 400AF 3P 70KA 415V A LCD
1151818 | 1151818 | TER MCCB 400AT 400AF 3P 70KA 415V APG | Breaker_Material | RAWMATERIAL | TRUE | FALSE |  |  | LV-BREAKER-MATERIAL-KBT | [9 empty] | TER MCCB 400AT 400AF 3P 70KA 415V APG
1151819 | 1151819 | TER MCCB 400AT 400AF 3P 70KA 415V AP | Breaker_Material | RAWMATERIAL | TRUE | FALSE |  |  | LV-BREAKER-MATERIAL-KBT | [9 empty] | TER MCCB 400AT 400AF 3P 70KA 415V AP
1090259 | 1090259 | TER MCCB 400AT 400AF 3P 70KA 415V AG | Breaker_Material | RAWMATERIAL | TRUE | FALSE |  |  | LV-BREAKER-MATERIAL-KBT | [9 empty] | TER MCCB 400AT 400AF 3P 70KA 415V AG
1089119 | 1089119 | TER MCCB 400AT 400AF 3P 70KA 415V A | Breaker_Material | RAWMATERIAL | TRUE | FALSE |  |  | LV-BREAKER-MATERIAL-KBT | [9 empty] | TER MCCB 400AT 400AF 3P 70KA 415V A
1129823 | 1129823 | TER MCCB 400A 4P 70KA 415V APGNSCWH LCD | Breaker_Material | RAWMATERIAL | TRUE | FALSE |  |  | LV-BREAKER-MATERIAL-KBT | [9 empty] | TER MCCB 400A 4P 70KA 415V APGNSCWH LCD
1151820 | 1151820 | TER MCCB 400A 4P 70KA 415V APGNS LCD | Breaker_Material | RAWMATERIAL | TRUE | FALSE |  |  | LV-BREAKER-MATERIAL-KBT | [9 empty] | TER MCCB 400A 4P 70KA 415V APGNS LCD
1151821 | 1151821 | TER MCCB 400A 3P 70KA 415V APGSCWH LCD | Breaker_Material | RAWMATERIAL | TRUE | FALSE |  |  | LV-BREAKER-MATERIAL-KBT | [9 empty] | TER MCCB 400A 3P 70KA 415V APGSCWH LCD
1151822 | 1151822 | TER MCCB 400A 3P 70KA 415V APGS LCD | Breaker_Material | RAWMATERIAL | TRUE | FALSE |  |  | LV-BREAKER-MATERIAL-KBT | [9 empty] | TER MCCB 400A 3P 70KA 415V APGS LCD
1150441 | 1150441 | TER MCCB 400A 3P 70KA 415V APCWH LCD | Breaker_Material | RAWMATERIAL | TRUE | FALSE |  |  | LV-BREAKER-MATERIAL-KBT | [9 empty] | TER MCCB 400A 3P 70KA 415V APCWH LCD
1151823 | 1151823 | TER MCCB 250T400F 4P 70KA 415V APGNS LCD | Breaker_Material | RAWMATERIAL | TRUE | FALSE |  |  | LV-BREAKER-MATERIAL-KBT | [9 empty] | TER MCCB 250T400F 4P 70KA 415V APGNS LCD
1151824 | 1151824 | TER MCCB 250T 400F 3P 70KA 415V APGS LCD | Breaker_Material | RAWMATERIAL | TRUE | FALSE |  |  | LV-BREAKER-MATERIAL-KBT | [9 empty] | TER MCCB 250T 400F 3P 70KA 415V APGS LCD
1151825 | 1151825 | TER MCCB 250T 400AF 4P 70KA 415V AGN LCD | Breaker_Material | RAWMATERIAL | TRUE | FALSE |  |  | LV-BREAKER-MATERIAL-KBT | [9 empty] | TER MCCB 250T 400AF 4P 70KA 415V AGN LCD
1151826 | 1151826 | TER MCCB 250T 400AF 3P 70KA APGSCWH LCD | Breaker_Material | RAWMATERIAL | TRUE | FALSE |  |  | LV-BREAKER-MATERIAL-KBT | [9 empty] | TER MCCB 250T 400AF 3P 70KA APGSCWH LCD
1151827 | 1151827 | TER MCCB 250AT 400AF 4P 70KA 415V A LCD | Breaker_Material | RAWMATERIAL | TRUE | FALSE |  |  | LV-BREAKER-MATERIAL-KBT | [9 empty] | TER MCCB 250AT 400AF 4P 70KA 415V A LCD
1151828 | 1151828 | TER MCCB 250AT 400AF 4P 70KA 415V AP | Breaker_Material | RAWMATERIAL | TRUE | FALSE |  |  | LV-BREAKER-MATERIAL-KBT | [9 empty] | TER MCCB 250AT 400AF 4P 70KA 415V AP
1151829 | 1151829 | TER MCCB 250AT 400AF 4P 70KA 415V AN | Breaker_Material | RAWMATERIAL | TRUE | FALSE |  |  | LV-BREAKER-MATERIAL-KBT | [9 empty] | TER MCCB 250AT 400AF 4P 70KA 415V AN
1124722 | 1124722 | TER MCCB 250AT 400AF 4P 70KA 415V A | Breaker_Material | RAWMATERIAL | TRUE | FALSE |  |  | LV-BREAKER-MATERIAL-KBT | [9 empty] | TER MCCB 250AT 400AF 4P 70KA 415V A
1151830 | 1151830 | TER MCCB 250AT 400AF 3P 70KA 415V AG LCD | Breaker_Material | RAWMATERIAL | TRUE | FALSE |  |  | LV-BREAKER-MATERIAL-KBT | [9 empty] | TER MCCB 250AT 400AF 3P 70KA 415V AG LCD
1151831 | 1151831 | TER MCCB 250AT 400AF 3P 70KA 415V A LCD | Breaker_Material | RAWMATERIAL | TRUE | FALSE |  |  | LV-BREAKER-MATERIAL-KBT | [9 empty] | TER MCCB 250AT 400AF 3P 70KA 415V A LCD
1151832 | 1151832 | TER MCCB 250AT 400AF 3P 70KA 415V AP | Breaker_Material | RAWMATERIAL | TRUE | FALSE |  |  | LV-BREAKER-MATERIAL-KBT | [9 empty] | TER MCCB 250AT 400AF 3P 70KA 415V AP
1090258 | 1090258 | TER MCCB 250AT 400AF 3P 70KA 415V A | Breaker_Material | RAWMATERIAL | TRUE | FALSE |  |  | LV-BREAKER-MATERIAL-KBT | [9 empty] | TER MCCB 250AT 400AF 3P 70KA 415V A
1151833 | 1151833 | TER MCCB 250 400AF 4P 70KAAPGNSCWH LCD | Breaker_Material | RAWMATERIAL | TRUE | FALSE |  |  | LV-BREAKER-MATERIAL-KBT | [9 empty] | TER MCCB 250 400AF 4P 70KAAPGNSCWH LCD
1090254 | 1090254 | TER MCCB 400AT 400AF 4P 36KA 415V TMD | Breaker_Material | RAWMATERIAL | TRUE | FALSE |  |  | LV-BREAKER-MATERIAL-KBT | [9 empty] | TER MCCB 400AT 400AF 4P 36KA 415V TMD
1101459-J | 1101459-J | TER MCCB 400AT 400AF 3P 36KA 415V TMD | Breaker_Material | RAWMATERIAL | TRUE | FALSE |  |  | LV-BREAKER-MATERIAL-KBT | [9 empty] | TER MCCB 400AT 400AF 3P 36KA 415V TMD
1151834 | 1151834 | TER MCCB 250AT 400AF 4P 36KA 415V TMD | Breaker_Material | RAWMATERIAL | TRUE | FALSE |  |  | LV-BREAKER-MATERIAL-KBT | [9 empty] | TER MCCB 250AT 400AF 4P 36KA 415V TMD
1090253 | 1090253 | TER MCCB 250AT 400AF 3P 36KA 415V TMD | Breaker_Material | RAWMATERIAL | TRUE | FALSE |  |  | LV-BREAKER-MATERIAL-KBT | [9 empty] | TER MCCB 250AT 400AF 3P 36KA 415V TMD
1151835 | 1151835 | TER MCCB 63AT 250AF 4P 40KA 415V TMF JP | Breaker_Material | RAWMATERIAL | TRUE | FALSE |  |  | LV-BREAKER-MATERIAL-KBT | [9 empty] | TER MCCB 63AT 250AF 4P 40KA 415V TMF JP
1151836 | 1151836 | TER MCCB 63AT 250AF 3P 40KA 415V TMF JP | Breaker_Material | RAWMATERIAL | TRUE | FALSE |  |  | LV-BREAKER-MATERIAL-KBT | [9 empty] | TER MCCB 63AT 250AF 3P 40KA 415V TMF JP
1151837 | 1151837 | TER MCCB 50AT 250AF 4P 40KA 415V TMF JP | Breaker_Material | RAWMATERIAL | TRUE | FALSE |  |  | LV-BREAKER-MATERIAL-KBT | [9 empty] | TER MCCB 50AT 250AF 4P 40KA 415V TMF JP
1153400 | 1153400 | TER MCCB 50AT 250AF 3P 40KA 415V TMF JP | Breaker_Material | RAWMATERIAL | TRUE | FALSE |  |  | LV-BREAKER-MATERIAL-KBT | [9 empty] | TER MCCB 50AT 250AF 3P 40KA 415V TMF JP
1151838 | 1151838 | TER MCCB 250AT 250AF 4P 40KA 415V TMF JP | Breaker_Material | RAWMATERIAL | TRUE | FALSE |  |  | LV-BREAKER-MATERIAL-KBT | [9 empty] | TER MCCB 250AT 250AF 4P 40KA 415V TMF JP
1098064 | 1098064 | TER MCCB 250AT 250AF 3P 40KA 415V TMF JP | Breaker_Material | RAWMATERIAL | TRUE | FALSE |  |  | LV-BREAKER-MATERIAL-KBT | [9 empty] | TER MCCB 250AT 250AF 3P 40KA 415V TMF JP
1151839 | 1151839 | TER MCCB 200AT 250AF 4P 40KA 415V TMF JP | Breaker_Material | RAWMATERIAL | TRUE | FALSE |  |  | LV-BREAKER-MATERIAL-KBT | [9 empty] | TER MCCB 200AT 250AF 4P 40KA 415V TMF JP
1090238 | 1090238 | TER MCCB 200AT 250AF 3P 40KA 415V TMF JP | Breaker_Material | RAWMATERIAL | TRUE | FALSE |  |  | LV-BREAKER-MATERIAL-KBT | [9 empty] | TER MCCB 200AT 250AF 3P 40KA 415V TMF JP
BO3470 | BO3470 | TER MCCB 160AT 250AF 4P 40KA 415V TMF JP | Breaker_Material | RAWMATERIAL | TRUE | FALSE |  |  | LV-BREAKER-MATERIAL-KBT | [9 empty] | TER MCCB 160AT 250AF 4P 40KA 415V TMF JP
1098065 | 1098065 | TER MCCB 160AT 250AF 3P 40KA 415V TMF JP | Breaker_Material | RAWMATERIAL | TRUE | FALSE |  |  | LV-BREAKER-MATERIAL-KBT | [9 empty] | TER MCCB 160AT 250AF 3P 40KA 415V TMF JP
1151840 | 1151840 | TER MCCB 63AT 250AF 4P 40KA 415VAC TMF | Breaker_Material | RAWMATERIAL | TRUE | FALSE |  |  | LV-BREAKER-MATERIAL-KBT | [9 empty] | TER MCCB 63AT 250AF 4P 40KA 415VAC TMF
1151841 | 1151841 | TER MCCB 63AT 250AF 3P 40KA 415VAC TMF | Breaker_Material | RAWMATERIAL | TRUE | FALSE |  |  | LV-BREAKER-MATERIAL-KBT | [9 empty] | TER MCCB 63AT 250AF 3P 40KA 415VAC TMF
1151842 | 1151842 | TER MCCB 50AT 250AF 4P 40KA 415VAC TMF | Breaker_Material | RAWMATERIAL | TRUE | FALSE |  |  | LV-BREAKER-MATERIAL-KBT | [9 empty] | TER MCCB 50AT 250AF 4P 40KA 415VAC TMF
1151843 | 1151843 | TER MCCB 50AT 250AF 3P 40KA 415VAC TMF | Breaker_Material | RAWMATERIAL | TRUE | FALSE |  |  | LV-BREAKER-MATERIAL-KBT | [9 empty] | TER MCCB 50AT 250AF 3P 40KA 415VAC TMF
BO3490 | BO3490 | TER MCCB 250AT 250AF 4P 40KA 415VAC TMF | Breaker_Material | RAWMATERIAL | TRUE | FALSE |  |  | LV-BREAKER-MATERIAL-KBT | [9 empty] | TER MCCB 250AT 250AF 4P 40KA 415VAC TMF
1064641 | 1064641 | TER MCCB 250AT 250AF 3P 40KA 415VAC TMF | Breaker_Material | RAWMATERIAL | TRUE | FALSE |  |  | LV-BREAKER-MATERIAL-KBT | [9 empty] | TER MCCB 250AT 250AF 3P 40KA 415VAC TMF
BO3489 | BO3489 | TER MCCB 225AT 250AF 4P 40KA 415VAC TMF | Breaker_Material | RAWMATERIAL | TRUE | FALSE |  |  | LV-BREAKER-MATERIAL-KBT | [9 empty] | TER MCCB 225AT 250AF 4P 40KA 415VAC TMF
1076286 | 1076286 | TER MCCB 225AT 250AF 3P 40KA 415VAC TMF | Breaker_Material | RAWMATERIAL | TRUE | FALSE |  |  | LV-BREAKER-MATERIAL-KBT | [9 empty] | TER MCCB 225AT 250AF 3P 40KA 415VAC TMF
BO3488 | BO3488 | TER MCCB 200AT 250AF 4P 40KA 415VAC TMF | Breaker_Material | RAWMATERIAL | TRUE | FALSE |  |  | LV-BREAKER-MATERIAL-KBT | [9 empty] | TER MCCB 200AT 250AF 4P 40KA 415VAC TMF
1064640 | 1064640 | TER MCCB 200AT 250AF 3P 40KA 415VAC TMF | Breaker_Material | RAWMATERIAL | TRUE | FALSE |  |  | LV-BREAKER-MATERIAL-KBT | [9 empty] | TER MCCB 200AT 250AF 3P 40KA 415VAC TMF
BO3487 | BO3487 | TER MCCB 175AT 250AF 4P 40KA 415VAC TMF | Breaker_Material | RAWMATERIAL | TRUE | FALSE |  |  | LV-BREAKER-MATERIAL-KBT | [9 empty] | TER MCCB 175AT 250AF 4P 40KA 415VAC TMF
1077386 | 1077386 | TER MCCB 175AT 250AF 3P 40KA 415VAC TMF | Breaker_Material | RAWMATERIAL | TRUE | FALSE |  |  | LV-BREAKER-MATERIAL-KBT | [9 empty] | TER MCCB 175AT 250AF 3P 40KA 415VAC TMF
BO3486 | BO3486 | TER MCCB 150AT 250AF 4P 40KA 415VAC TMF | Breaker_Material | RAWMATERIAL | TRUE | FALSE |  |  | LV-BREAKER-MATERIAL-KBT | [9 empty] | TER MCCB 150AT 250AF 4P 40KA 415VAC TMF
1064645 | 1064645 | TER MCCB 150AT 250AF 3P 40KA 415VAC TMF | Breaker_Material | RAWMATERIAL | TRUE | FALSE |  |  | LV-BREAKER-MATERIAL-KBT | [9 empty] | TER MCCB 150AT 250AF 3P 40KA 415VAC TMF
BO3485 | BO3485 | TER MCCB 125AT 250AF 4P 40KA 415VAC TMF | Breaker_Material | RAWMATERIAL | TRUE | FALSE |  |  | LV-BREAKER-MATERIAL-KBT | [9 empty] | TER MCCB 125AT 250AF 4P 40KA 415VAC TMF
1064644 | 1064644 | TER MCCB 125AT 250AF 3P 40KA 415VAC TMF | Breaker_Material | RAWMATERIAL | TRUE | FALSE |  |  | LV-BREAKER-MATERIAL-KBT | [9 empty] | TER MCCB 125AT 250AF 3P 40KA 415VAC TMF
1151844 | 1151844 | TER MCCB 100AT 250AF 4P 40KA 415VAC TMF | Breaker_Material | RAWMATERIAL | TRUE | FALSE |  |  | LV-BREAKER-MATERIAL-KBT | [9 empty] | TER MCCB 100AT 250AF 4P 40KA 415VAC TMF
1151845 | 1151845 | TER MCCB 100AT 250AF 3P 40KA 415VAC TMF | Breaker_Material | RAWMATERIAL | TRUE | FALSE |  |  | LV-BREAKER-MATERIAL-KBT | [9 empty] | TER MCCB 100AT 250AF 3P 40KA 415VAC TMF
1151846 | 1151846 | TER MCCB 40AT 250AF 4P 70KA 415VAC APN | Breaker_Material | RAWMATERIAL | TRUE | FALSE |  |  | LV-BREAKER-MATERIAL-KBT | [9 empty] | TER MCCB 40AT 250AF 4P 70KA 415VAC APN
1151847 | 1151847 | TER MCCB 40AT 250AF 4P 70KA 415VAC AN | Breaker_Material | RAWMATERIAL | TRUE | FALSE |  |  | LV-BREAKER-MATERIAL-KBT | [9 empty] | TER MCCB 40AT 250AF 4P 70KA 415VAC AN
1151498 | 1151498 | TER MCCB 40AT 250AF 4P 70KA 415VAC ACN | Breaker_Material | RAWMATERIAL | TRUE | FALSE |  |  | LV-BREAKER-MATERIAL-KBT | [9 empty] | TER MCCB 40AT 250AF 4P 70KA 415VAC ACN
1149488 | 1149488 | TER MCCB 40AT 250AF 4P 70KA 415VAC A JP | Breaker_Material | RAWMATERIAL | TRUE | FALSE |  |  | LV-BREAKER-MATERIAL-KBT | [9 empty] | TER MCCB 40AT 250AF 4P 70KA 415VAC A JP
1151848 | 1151848 | TER MCCB 40AT 250AF 4P 70KA 415V AP JP | Breaker_Material | RAWMATERIAL | TRUE | FALSE |  |  | LV-BREAKER-MATERIAL-KBT | [9 empty] | TER MCCB 40AT 250AF 4P 70KA 415V AP JP
1151499 | 1151499 | TER MCCB 40AT 250AF 4P 70KA 415V ACNZ | Breaker_Material | RAWMATERIAL | TRUE | FALSE |  |  | LV-BREAKER-MATERIAL-KBT | [9 empty] | TER MCCB 40AT 250AF 4P 70KA 415V ACNZ
1151500 | 1151500 | TER MCCB 40AT 250AF 4P 70KA 415V ACNPZ | Breaker_Material | RAWMATERIAL | TRUE | FALSE |  |  | LV-BREAKER-MATERIAL-KBT | [9 empty] | TER MCCB 40AT 250AF 4P 70KA 415V ACNPZ
1151501 | 1151501 | TER MCCB 40AT 250AF 4P 70KA 415V ACNP | Breaker_Material | RAWMATERIAL | TRUE | FALSE |  |  | LV-BREAKER-MATERIAL-KBT | [9 empty] | TER MCCB 40AT 250AF 4P 70KA 415V ACNP
1151502 | 1151502 | TER MCCB 40AT 250AF 3P 70KA 415VAC ACZ | Breaker_Material | RAWMATERIAL | TRUE | FALSE |  |  | LV-BREAKER-MATERIAL-KBT | [9 empty] | TER MCCB 40AT 250AF 3P 70KA 415VAC ACZ
1151503 | 1151503 | TER MCCB 40AT 250AF 3P 70KA 415VAC ACP | Breaker_Material | RAWMATERIAL | TRUE | FALSE |  |  | LV-BREAKER-MATERIAL-KBT | [9 empty] | TER MCCB 40AT 250AF 3P 70KA 415VAC ACP
1151504 | 1151504 | TER MCCB 40AT 250AF 3P 70KA 415VAC AC | Breaker_Material | RAWMATERIAL | TRUE | FALSE |  |  | LV-BREAKER-MATERIAL-KBT | [9 empty] | TER MCCB 40AT 250AF 3P 70KA 415VAC AC
1088074 | 1088074 | TER MCCB 40AT 250AF 3P 70KA 415VAC A JP | Breaker_Material | RAWMATERIAL | TRUE | FALSE |  |  | LV-BREAKER-MATERIAL-KBT | [9 empty] | TER MCCB 40AT 250AF 3P 70KA 415VAC A JP
1151849 | 1151849 | TER MCCB 40AT 250AF 3P 70KA 415V AP JP | Breaker_Material | RAWMATERIAL | TRUE | FALSE |  |  | LV-BREAKER-MATERIAL-KBT | [9 empty] | TER MCCB 40AT 250AF 3P 70KA 415V AP JP
1151505 | 1151505 | TER MCCB 40AT 250AF 3P 70KA 415V ACPZ | Breaker_Material | RAWMATERIAL | TRUE | FALSE |  |  | LV-BREAKER-MATERIAL-KBT | [9 empty] | TER MCCB 40AT 250AF 3P 70KA 415V ACPZ
1151506 | 1151506 | TER MCCB 250AT 250AF 4P 70KA 415V ACNZ | Breaker_Material | RAWMATERIAL | TRUE | FALSE |  |  | LV-BREAKER-MATERIAL-KBT | [9 empty] | TER MCCB 250AT 250AF 4P 70KA 415V ACNZ
1151507 | 1151507 | TER MCCB 250AT 250AF 4P 70KA 415V ACNPZ | Breaker_Material | RAWMATERIAL | TRUE | FALSE |  |  | LV-BREAKER-MATERIAL-KBT | [9 empty] | TER MCCB 250AT 250AF 4P 70KA 415V ACNPZ
1151508 | 1151508 | TER MCCB 250AT 250AF 4P 70KA 415V ACNP | Breaker_Material | RAWMATERIAL | TRUE | FALSE |  |  | LV-BREAKER-MATERIAL-KBT | [9 empty] | TER MCCB 250AT 250AF 4P 70KA 415V ACNP
1151509 | 1151509 | TER MCCB 250AT 250AF 4P 70KA 415V ACN | Breaker_Material | RAWMATERIAL | TRUE | FALSE |  |  | LV-BREAKER-MATERIAL-KBT | [9 empty] | TER MCCB 250AT 250AF 4P 70KA 415V ACN
1088073 | 1088073 | TER MCCB 250AT 250AF 3P 70KA 415VAC A JP | Breaker_Material | RAWMATERIAL | TRUE | FALSE |  |  | LV-BREAKER-MATERIAL-KBT | [9 empty] | TER MCCB 250AT 250AF 3P 70KA 415VAC A JP
1151850 | 1151850 | TER MCCB 250AT 250AF 3P 70KA 415V AP JP | Breaker_Material | RAWMATERIAL | TRUE | FALSE |  |  | LV-BREAKER-MATERIAL-KBT | [9 empty] | TER MCCB 250AT 250AF 3P 70KA 415V AP JP
1151510 | 1151510 | TER MCCB 250AT 250AF 3P 70KA 415V ACZ | Breaker_Material | RAWMATERIAL | TRUE | FALSE |  |  | LV-BREAKER-MATERIAL-KBT | [9 empty] | TER MCCB 250AT 250AF 3P 70KA 415V ACZ
1151511 | 1151511 | TER MCCB 250AT 250AF 3P 70KA 415V ACPZ | Breaker_Material | RAWMATERIAL | TRUE | FALSE |  |  | LV-BREAKER-MATERIAL-KBT | [9 empty] | TER MCCB 250AT 250AF 3P 70KA 415V ACPZ
1151512 | 1151512 | TER MCCB 250AT 250AF 3P 70KA 415V ACP | Breaker_Material | RAWMATERIAL | TRUE | FALSE |  |  | LV-BREAKER-MATERIAL-KBT | [9 empty] | TER MCCB 250AT 250AF 3P 70KA 415V ACP
1151513 | 1151513 | TER MCCB 250AT 250AF 3P 70KA 415V AC | Breaker_Material | RAWMATERIAL | TRUE | FALSE |  |  | LV-BREAKER-MATERIAL-KBT | [9 empty] | TER MCCB 250AT 250AF 3P 70KA 415V AC
1149486 | 1149486 | TER MCCB 160AT 250AF 4P 70KA 415VAC AN | Breaker_Material | RAWMATERIAL | TRUE | FALSE |  |  | LV-BREAKER-MATERIAL-KBT | [9 empty] | TER MCCB 160AT 250AF 4P 70KA 415VAC AN
1151851 | 1151851 | TER MCCB 160AT 250AF 4P 70KA 415VAC APN | Breaker_Material | RAWMATERIAL | TRUE | FALSE |  |  | LV-BREAKER-MATERIAL-KBT | [9 empty] | TER MCCB 160AT 250AF 4P 70KA 415VAC APN
1151765 | 1151765 | TER MCCB 160AT 250AF 4P 70KA 415V AP JP | Breaker_Material | RAWMATERIAL | TRUE | FALSE |  |  | LV-BREAKER-MATERIAL-KBT | [9 empty] | TER MCCB 160AT 250AF 4P 70KA 415V AP JP
1151766 | 1151766 | TER MCCB 160AT 250AF 4P 70KA 415V AP JP | Breaker_Material | RAWMATERIAL | TRUE | FALSE |  |  | LV-BREAKER-MATERIAL-KBT | [9 empty] | TER MCCB 160AT 250AF 4P 70KA 415V AP JP
1151514 | 1151514 | TER MCCB 160AT 250AF 4P 70KA 415V ACNZ | Breaker_Material | RAWMATERIAL | TRUE | FALSE |  |  | LV-BREAKER-MATERIAL-KBT | [9 empty] | TER MCCB 160AT 250AF 4P 70KA 415V ACNZ
1151515 | 1151515 | TER MCCB 160AT 250AF 4P 70KA 415V ACNPZ | Breaker_Material | RAWMATERIAL | TRUE | FALSE |  |  | LV-BREAKER-MATERIAL-KBT | [9 empty] | TER MCCB 160AT 250AF 4P 70KA 415V ACNPZ
1151516 | 1151516 | TER MCCB 160AT 250AF 4P 70KA 415V ACNP | Breaker_Material | RAWMATERIAL | TRUE | FALSE |  |  | LV-BREAKER-MATERIAL-KBT | [9 empty] | TER MCCB 160AT 250AF 4P 70KA 415V ACNP
1151397 | 1151397 | TER MCCB 160AT 250AF 4P 70KA 415V ACN | Breaker_Material | RAWMATERIAL | TRUE | FALSE |  |  | LV-BREAKER-MATERIAL-KBT | [9 empty] | TER MCCB 160AT 250AF 4P 70KA 415V ACN
1088076 | 1088076 | TER MCCB 160AT 250AF 3P 70KA 415VAC A JP | Breaker_Material | RAWMATERIAL | TRUE | FALSE |  |  | LV-BREAKER-MATERIAL-KBT | [9 empty] | TER MCCB 160AT 250AF 3P 70KA 415VAC A JP
1151767 | 1151767 | TER MCCB 160AT 250AF 3P 70KA 415V AP JP | Breaker_Material | RAWMATERIAL | TRUE | FALSE |  |  | LV-BREAKER-MATERIAL-KBT | [9 empty] | TER MCCB 160AT 250AF 3P 70KA 415V AP JP
1151398 | 1151398 | TER MCCB 160AT 250AF 3P 70KA 415V ACZ | Breaker_Material | RAWMATERIAL | TRUE | FALSE |  |  | LV-BREAKER-MATERIAL-KBT | [9 empty] | TER MCCB 160AT 250AF 3P 70KA 415V ACZ
1151399 | 1151399 | TER MCCB 160AT 250AF 3P 70KA 415V ACPZ | Breaker_Material | RAWMATERIAL | TRUE | FALSE |  |  | LV-BREAKER-MATERIAL-KBT | [9 empty] | TER MCCB 160AT 250AF 3P 70KA 415V ACPZ
1151400 | 1151400 | TER MCCB 160AT 250AF 3P 70KA 415V ACP | Breaker_Material | RAWMATERIAL | TRUE | FALSE |  |  | LV-BREAKER-MATERIAL-KBT | [9 empty] | TER MCCB 160AT 250AF 3P 70KA 415V ACP
1151401 | 1151401 | TER MCCB 160AT 250AF 3P 70KA 415V AC | Breaker_Material | RAWMATERIAL | TRUE | FALSE |  |  | LV-BREAKER-MATERIAL-KBT | [9 empty] | TER MCCB 160AT 250AF 3P 70KA 415V AC
1151768 | 1151768 | TER MCCB 125AT 250AF 4P 70KA 415VAC AN | Breaker_Material | RAWMATERIAL | TRUE | FALSE |  |  | LV-BREAKER-MATERIAL-KBT | [9 empty] | TER MCCB 125AT 250AF 4P 70KA 415VAC AN
1149487 | 1149487 | TER MCCB 125AT 250AF 4P 70KA 415VAC A JP | Breaker_Material | RAWMATERIAL | TRUE | FALSE |  |  | LV-BREAKER-MATERIAL-KBT | [9 empty] | TER MCCB 125AT 250AF 4P 70KA 415VAC A JP
1151769 | 1151769 | TER MCCB 125AT 250AF 4P 70KA 415VAC APN | Breaker_Material | RAWMATERIAL | TRUE | FALSE |  |  | LV-BREAKER-MATERIAL-KBT | [9 empty] | TER MCCB 125AT 250AF 4P 70KA 415VAC APN
1151770 | 1151770 | TER MCCB 125AT 250AF 4P 70KA 415V AP JP | Breaker_Material | RAWMATERIAL | TRUE | FALSE |  |  | LV-BREAKER-MATERIAL-KBT | [9 empty] | TER MCCB 125AT 250AF 4P 70KA 415V AP JP
1151402 | 1151402 | TER MCCB 125AT 250AF 4P 70KA 415V ACNZ | Breaker_Material | RAWMATERIAL | TRUE | FALSE |  |  | LV-BREAKER-MATERIAL-KBT | [9 empty] | TER MCCB 125AT 250AF 4P 70KA 415V ACNZ
1151403 | 1151403 | TER MCCB 125AT 250AF 4P 70KA 415V ACNPZ | Breaker_Material | RAWMATERIAL | TRUE | FALSE |  |  | LV-BREAKER-MATERIAL-KBT | [9 empty] | TER MCCB 125AT 250AF 4P 70KA 415V ACNPZ
1151404 | 1151404 | TER MCCB 125AT 250AF 3P 70KA 415VAC AC | Breaker_Material | RAWMATERIAL | TRUE | FALSE |  |  | LV-BREAKER-MATERIAL-KBT | [9 empty] | TER MCCB 125AT 250AF 3P 70KA 415VAC AC
1088075 | 1088075 | TER MCCB 125AT 250AF 3P 70KA 415VAC A JP | Breaker_Material | RAWMATERIAL | TRUE | FALSE |  |  | LV-BREAKER-MATERIAL-KBT | [9 empty] | TER MCCB 125AT 250AF 3P 70KA 415VAC A JP
1151771 | 1151771 | TER MCCB 125AT 250AF 3P 70KA 415V AP JP | Breaker_Material | RAWMATERIAL | TRUE | FALSE |  |  | LV-BREAKER-MATERIAL-KBT | [9 empty] | TER MCCB 125AT 250AF 3P 70KA 415V AP JP
1151405 | 1151405 | TER MCCB 125AT 250AF 3P 70KA 415V ACZ | Breaker_Material | RAWMATERIAL | TRUE | FALSE |  |  | LV-BREAKER-MATERIAL-KBT | [9 empty] | TER MCCB 125AT 250AF 3P 70KA 415V ACZ
1151406 | 1151406 | TER MCCB 125AT 250AF 3P 70KA 415V ACP | Breaker_Material | RAWMATERIAL | TRUE | FALSE |  |  | LV-BREAKER-MATERIAL-KBT | [9 empty] | TER MCCB 125AT 250AF 3P 70KA 415V ACP
1151772 | 1151772 | TER MCCB 250AT 250AF 4P 36KA 415V TMD JP | Breaker_Material | RAWMATERIAL | TRUE | FALSE |  |  | LV-BREAKER-MATERIAL-KBT | [9 empty] | TER MCCB 250AT 250AF 4P 36KA 415V TMD JP
1151773 | 1151773 | TER MCCB 250AT 250AF 4P 36KA 415V MA JP | Breaker_Material | RAWMATERIAL | TRUE | FALSE |  |  | LV-BREAKER-MATERIAL-KBT | [9 empty] | TER MCCB 250AT 250AF 4P 36KA 415V MA JP
1076166-J | 1076166-J | TER MCCB 250AT 250AF 3P 36KA 415V TMD JP | Breaker_Material | RAWMATERIAL | TRUE | FALSE |  |  | LV-BREAKER-MATERIAL-KBT | [9 empty] | TER MCCB 250AT 250AF 3P 36KA 415V TMD JP
1104446-J | 1104446-J | TER MCCB 250AT 250AF 3P 36KA 415V MA JP | Breaker_Material | RAWMATERIAL | TRUE | FALSE |  |  | LV-BREAKER-MATERIAL-KBT | [9 empty] | TER MCCB 250AT 250AF 3P 36KA 415V MA JP
1151774 | 1151774 | TER MCCB 200AT 250AF 4P 36KA 415V TMD JP | Breaker_Material | RAWMATERIAL | TRUE | FALSE |  |  | LV-BREAKER-MATERIAL-KBT | [9 empty] | TER MCCB 200AT 250AF 4P 36KA 415V TMD JP
1151775 | 1151775 | TER MCCB 200AT 250AF 4P 36KA 415V MA JP | Breaker_Material | RAWMATERIAL | TRUE | FALSE |  |  | LV-BREAKER-MATERIAL-KBT | [9 empty] | TER MCCB 200AT 250AF 4P 36KA 415V MA JP
1110305-J | 1110305-J | TER MCCB 200AT 250AF 3P 36KA 415V TMD JP | Breaker_Material | RAWMATERIAL | TRUE | FALSE |  |  | LV-BREAKER-MATERIAL-KBT | [9 empty] | TER MCCB 200AT 250AF 3P 36KA 415V TMD JP
1076167-J | 1076167-J | TER MCCB 200AT 250AF 3P 36KA 415V MA JP | Breaker_Material | RAWMATERIAL | TRUE | FALSE |  |  | LV-BREAKER-MATERIAL-KBT | [9 empty] | TER MCCB 200AT 250AF 3P 36KA 415V MA JP
1151776 | 1151776 | TER MCCB 160AT 250AF 4P 36KA 415V TMD JP | Breaker_Material | RAWMATERIAL | TRUE | FALSE |  |  | LV-BREAKER-MATERIAL-KBT | [9 empty] | TER MCCB 160AT 250AF 4P 36KA 415V TMD JP
1151777 | 1151777 | TER MCCB 160AT 250AF 4P 36KA 415V MA JP | Breaker_Material | RAWMATERIAL | TRUE | FALSE |  |  | LV-BREAKER-MATERIAL-KBT | [9 empty] | TER MCCB 160AT 250AF 4P 36KA 415V MA JP
1076168-J | 1076168-J | TER MCCB 160AT 250AF 3P 36KA 415V TMD JP | Breaker_Material | RAWMATERIAL | TRUE | FALSE |  |  | LV-BREAKER-MATERIAL-KBT | [9 empty] | TER MCCB 160AT 250AF 3P 36KA 415V TMD JP
1102778-J | 1102778-J | TER MCCB 160AT 250AF 3P 36KA 415V MA JP | Breaker_Material | RAWMATERIAL | TRUE | FALSE |  |  | LV-BREAKER-MATERIAL-KBT | [9 empty] | TER MCCB 160AT 250AF 3P 36KA 415V MA JP
1104452 | 1104452 | TER MCCB 40AT 250AF 4P 36KA 415VAC APN | Breaker_Material | RAWMATERIAL | TRUE | FALSE |  |  | LV-BREAKER-MATERIAL-KBT | [9 empty] | TER MCCB 40AT 250AF 4P 36KA 415VAC APN
1151778 | 1151778 | TER MCCB 40AT 250AF 4P 36KA 415VAC AP JP | Breaker_Material | RAWMATERIAL | TRUE | FALSE |  |  | LV-BREAKER-MATERIAL-KBT | [9 empty] | TER MCCB 40AT 250AF 4P 36KA 415VAC AP JP
1151779 | 1151779 | TER MCCB 40AT 250AF 4P 36KA 415VAC AN | Breaker_Material | RAWMATERIAL | TRUE | FALSE |  |  | LV-BREAKER-MATERIAL-KBT | [9 empty] | TER MCCB 40AT 250AF 4P 36KA 415VAC AN
1143478 | 1143478 | TER MCCB 40AT 250AF 4P 36KA 415VAC A JP | Breaker_Material | RAWMATERIAL | TRUE | FALSE |  |  | LV-BREAKER-MATERIAL-KBT | [9 empty] | TER MCCB 40AT 250AF 4P 36KA 415VAC A JP
1151407 | 1151407 | TER MCCB 40AT 250AF 4P 36KA 415V ACNZ | Breaker_Material | RAWMATERIAL | TRUE | FALSE |  |  | LV-BREAKER-MATERIAL-KBT | [9 empty] | TER MCCB 40AT 250AF 4P 36KA 415V ACNZ
1151408 | 1151408 | TER MCCB 40AT 250AF 4P 36KA 415V ACNPZ | Breaker_Material | RAWMATERIAL | TRUE | FALSE |  |  | LV-BREAKER-MATERIAL-KBT | [9 empty] | TER MCCB 40AT 250AF 4P 36KA 415V ACNPZ
1151409 | 1151409 | TER MCCB 40AT 250AF 4P 36KA 415V ACNP | Breaker_Material | RAWMATERIAL | TRUE | FALSE |  |  | LV-BREAKER-MATERIAL-KBT | [9 empty] | TER MCCB 40AT 250AF 4P 36KA 415V ACNP
1151410 | 1151410 | TER MCCB 40AT 250AF 4P 36KA 415V ACN | Breaker_Material | RAWMATERIAL | TRUE | FALSE |  |  | LV-BREAKER-MATERIAL-KBT | [9 empty] | TER MCCB 40AT 250AF 4P 36KA 415V ACN
1151780 | 1151780 | TER MCCB 40AT 250AF 3P 36KA 415VAC AP JP | Breaker_Material | RAWMATERIAL | TRUE | FALSE |  |  | LV-BREAKER-MATERIAL-KBT | [9 empty] | TER MCCB 40AT 250AF 3P 36KA 415VAC AP JP
1151411 | 1151411 | TER MCCB 40AT 250AF 3P 36KA 415VAC ACZ | Breaker_Material | RAWMATERIAL | TRUE | FALSE |  |  | LV-BREAKER-MATERIAL-KBT | [9 empty] | TER MCCB 40AT 250AF 3P 36KA 415VAC ACZ
1151412 | 1151412 | TER MCCB 40AT 250AF 3P 36KA 415VAC ACP | Breaker_Material | RAWMATERIAL | TRUE | FALSE |  |  | LV-BREAKER-MATERIAL-KBT | [9 empty] | TER MCCB 40AT 250AF 3P 36KA 415VAC ACP
1151413 | 1151413 | TER MCCB 40AT 250AF 3P 36KA 415VAC AC | Breaker_Material | RAWMATERIAL | TRUE | FALSE |  |  | LV-BREAKER-MATERIAL-KBT | [9 empty] | TER MCCB 40AT 250AF 3P 36KA 415VAC AC
1064608 | 1064608 | TER MCCB 40AT 250AF 3P 36KA 415VAC A JP | Breaker_Material | RAWMATERIAL | TRUE | FALSE |  |  | LV-BREAKER-MATERIAL-KBT | [9 empty] | TER MCCB 40AT 250AF 3P 36KA 415VAC A JP
1151414 | 1151414 | TER MCCB 40AT 250AF 3P 36KA 415V ACPZ | Breaker_Material | RAWMATERIAL | TRUE | FALSE |  |  | LV-BREAKER-MATERIAL-KBT | [9 empty] | TER MCCB 40AT 250AF 3P 36KA 415V ACPZ
1104449 | 1104449 | TER MCCB 250AT 250AF 4P 36KA 415VAC APN | Breaker_Material | RAWMATERIAL | TRUE | FALSE |  |  | LV-BREAKER-MATERIAL-KBT | [9 empty] | TER MCCB 250AT 250AF 4P 36KA 415VAC APN
1151781 | 1151781 | TER MCCB 250AT 250AF 4P 36KA 415VAC AN | Breaker_Material | RAWMATERIAL | TRUE | FALSE |  |  | LV-BREAKER-MATERIAL-KBT | [9 empty] | TER MCCB 250AT 250AF 4P 36KA 415VAC AN
1143475 | 1143475 | TER MCCB 250AT 250AF 4P 36KA 415VAC A JP | Breaker_Material | RAWMATERIAL | TRUE | FALSE |  |  | LV-BREAKER-MATERIAL-KBT | [9 empty] | TER MCCB 250AT 250AF 4P 36KA 415VAC A JP
1151782 | 1151782 | TER MCCB 250AT 250AF 4P 36KA 415V AP JP | Breaker_Material | RAWMATERIAL | TRUE | FALSE |  |  | LV-BREAKER-MATERIAL-KBT | [9 empty] | TER MCCB 250AT 250AF 4P 36KA 415V AP JP
1151415 | 1151415 | TER MCCB 250AT 250AF 4P 36KA 415V ACNPZ | Breaker_Material | RAWMATERIAL | TRUE | FALSE |  |  | LV-BREAKER-MATERIAL-KBT | [9 empty] | TER MCCB 250AT 250AF 4P 36KA 415V ACNPZ
1151416 | 1151416 | TER MCCB 250AT 250AF 4P 36KA 415V ACNP | Breaker_Material | RAWMATERIAL | TRUE | FALSE |  |  | LV-BREAKER-MATERIAL-KBT | [9 empty] | TER MCCB 250AT 250AF 4P 36KA 415V ACNP
1151417 | 1151417 | TER MCCB 250AT 250AF 4P 36KA 415V ACNC | Breaker_Material | RAWMATERIAL | TRUE | FALSE |  |  | LV-BREAKER-MATERIAL-KBT | [9 empty] | TER MCCB 250AT 250AF 4P 36KA 415V ACNC
1151418 | 1151418 | TER MCCB 250AT 250AF 4P 36KA 415V ACN | Breaker_Material | RAWMATERIAL | TRUE | FALSE |  |  | LV-BREAKER-MATERIAL-KBT | [9 empty] | TER MCCB 250AT 250AF 4P 36KA 415V ACN
1151419 | 1151419 | TER MCCB 250AT 250AF 3P 36KA 415VAC ACZ | Breaker_Material | RAWMATERIAL | TRUE | FALSE |  |  | LV-BREAKER-MATERIAL-KBT | [9 empty] | TER MCCB 250AT 250AF 3P 36KA 415VAC ACZ
1151420 | 1151420 | TER MCCB 250AT 250AF 3P 36KA 415VAC ACP | Breaker_Material | RAWMATERIAL | TRUE | FALSE |  |  | LV-BREAKER-MATERIAL-KBT | [9 empty] | TER MCCB 250AT 250AF 3P 36KA 415VAC ACP
1151421 | 1151421 | TER MCCB 250AT 250AF 3P 36KA 415VAC AC | Breaker_Material | RAWMATERIAL | TRUE | FALSE |  |  | LV-BREAKER-MATERIAL-KBT | [9 empty] | TER MCCB 250AT 250AF 3P 36KA 415VAC AC
1076169 | 1076169 | TER MCCB 250AT 250AF 3P 36KA 415VAC A JP | Breaker_Material | RAWMATERIAL | TRUE | FALSE |  |  | LV-BREAKER-MATERIAL-KBT | [9 empty] | TER MCCB 250AT 250AF 3P 36KA 415VAC A JP
1151783 | 1151783 | TER MCCB 250AT 250AF 3P 36KA 415V AP JP | Breaker_Material | RAWMATERIAL | TRUE | FALSE |  |  | LV-BREAKER-MATERIAL-KBT | [9 empty] | TER MCCB 250AT 250AF 3P 36KA 415V AP JP
1151422 | 1151422 | TER MCCB 250AT 250AF 3P 36KA 415V ACPZ | Breaker_Material | RAWMATERIAL | TRUE | FALSE |  |  | LV-BREAKER-MATERIAL-KBT | [9 empty] | TER MCCB 250AT 250AF 3P 36KA 415V ACPZ
1151784 | 1151784 | TER MCCB 160AT 250AF 4P 36KA 415VAC APN | Breaker_Material | RAWMATERIAL | TRUE | FALSE |  |  | LV-BREAKER-MATERIAL-KBT | [9 empty] | TER MCCB 160AT 250AF 4P 36KA 415VAC APN
1104450 | 1104450 | TER MCCB 160AT 250AF 4P 36KA 415VAC AN | Breaker_Material | RAWMATERIAL | TRUE | FALSE |  |  | LV-BREAKER-MATERIAL-KBT | [9 empty] | TER MCCB 160AT 250AF 4P 36KA 415VAC AN
1151423 | 1151423 | TER MCCB 160AT 250AF 4P 36KA 415VAC ACN | Breaker_Material | RAWMATERIAL | TRUE | FALSE |  |  | LV-BREAKER-MATERIAL-KBT | [9 empty] | TER MCCB 160AT 250AF 4P 36KA 415VAC ACN
1143476 | 1143476 | TER MCCB 160AT 250AF 4P 36KA 415VAC A JP | Breaker_Material | RAWMATERIAL | TRUE | FALSE |  |  | LV-BREAKER-MATERIAL-KBT | [9 empty] | TER MCCB 160AT 250AF 4P 36KA 415VAC A JP
1151785 | 1151785 | TER MCCB 160AT 250AF 4P 36KA 415V AP JP | Breaker_Material | RAWMATERIAL | TRUE | FALSE |  |  | LV-BREAKER-MATERIAL-KBT | [9 empty] | TER MCCB 160AT 250AF 4P 36KA 415V AP JP
1151424 | 1151424 | TER MCCB 160AT 250AF 4P 36KA 415V ACNZ | Breaker_Material | RAWMATERIAL | TRUE | FALSE |  |  | LV-BREAKER-MATERIAL-KBT | [9 empty] | TER MCCB 160AT 250AF 4P 36KA 415V ACNZ
1151425 | 1151425 | TER MCCB 160AT 250AF 4P 36KA 415V ACNPZ | Breaker_Material | RAWMATERIAL | TRUE | FALSE |  |  | LV-BREAKER-MATERIAL-KBT | [9 empty] | TER MCCB 160AT 250AF 4P 36KA 415V ACNPZ
1151426 | 1151426 | TER MCCB 160AT 250AF 4P 36KA 415V ACNP | Breaker_Material | RAWMATERIAL | TRUE | FALSE |  |  | LV-BREAKER-MATERIAL-KBT | [9 empty] | TER MCCB 160AT 250AF 4P 36KA 415V ACNP
1151427 | 1151427 | TER MCCB 160AT 250AF 3P 36KA 415VAC ACZ | Breaker_Material | RAWMATERIAL | TRUE | FALSE |  |  | LV-BREAKER-MATERIAL-KBT | [9 empty] | TER MCCB 160AT 250AF 3P 36KA 415VAC ACZ
1151428 | 1151428 | TER MCCB 160AT 250AF 3P 36KA 415VAC ACP | Breaker_Material | RAWMATERIAL | TRUE | FALSE |  |  | LV-BREAKER-MATERIAL-KBT | [9 empty] | TER MCCB 160AT 250AF 3P 36KA 415VAC ACP
1151429 | 1151429 | TER MCCB 160AT 250AF 3P 36KA 415VAC AC | Breaker_Material | RAWMATERIAL | TRUE | FALSE |  |  | LV-BREAKER-MATERIAL-KBT | [9 empty] | TER MCCB 160AT 250AF 3P 36KA 415VAC AC
1090251 | 1090251 | TER MCCB 160AT 250AF 3P 36KA 415VAC A JP | Breaker_Material | RAWMATERIAL | TRUE | FALSE |  |  | LV-BREAKER-MATERIAL-KBT | [9 empty] | TER MCCB 160AT 250AF 3P 36KA 415VAC A JP
1151786 | 1151786 | TER MCCB 160AT 250AF 3P 36KA 415V AP JP | Breaker_Material | RAWMATERIAL | TRUE | FALSE |  |  | LV-BREAKER-MATERIAL-KBT | [9 empty] | TER MCCB 160AT 250AF 3P 36KA 415V AP JP
1151430 | 1151430 | TER MCCB 160AT 250AF 3P 36KA 415V ACPZ | Breaker_Material | RAWMATERIAL | TRUE | FALSE |  |  | LV-BREAKER-MATERIAL-KBT | [9 empty] | TER MCCB 160AT 250AF 3P 36KA 415V ACPZ
1104451 | 1104451 | TER MCCB 125AT 250AF 4P 36KA 415VAC APN | Breaker_Material | RAWMATERIAL | TRUE | FALSE |  |  | LV-BREAKER-MATERIAL-KBT | [9 empty] | TER MCCB 125AT 250AF 4P 36KA 415VAC APN
1151787 | 1151787 | TER MCCB 125AT 250AF 4P 36KA 415VAC AP | Breaker_Material | RAWMATERIAL | TRUE | FALSE |  |  | LV-BREAKER-MATERIAL-KBT | [9 empty] | TER MCCB 125AT 250AF 4P 36KA 415VAC AP
1151788 | 1151788 | TER MCCB 125AT 250AF 4P 36KA 415VAC AN | Breaker_Material | RAWMATERIAL | TRUE | FALSE |  |  | LV-BREAKER-MATERIAL-KBT | [9 empty] | TER MCCB 125AT 250AF 4P 36KA 415VAC AN
1151431 | 1151431 | TER MCCB 125AT 250AF 4P 36KA 415VAC ACN | Breaker_Material | RAWMATERIAL | TRUE | FALSE |  |  | LV-BREAKER-MATERIAL-KBT | [9 empty] | TER MCCB 125AT 250AF 4P 36KA 415VAC ACN
1143477 | 1143477 | TER MCCB 125AT 250AF 4P 36KA 415VAC A JP | Breaker_Material | RAWMATERIAL | TRUE | FALSE |  |  | LV-BREAKER-MATERIAL-KBT | [9 empty] | TER MCCB 125AT 250AF 4P 36KA 415VAC A JP
1151432 | 1151432 | TER MCCB 125AT 250AF 4P 36KA 415V ACNZ | Breaker_Material | RAWMATERIAL | TRUE | FALSE |  |  | LV-BREAKER-MATERIAL-KBT | [9 empty] | TER MCCB 125AT 250AF 4P 36KA 415V ACNZ
1151433 | 1151433 | TER MCCB 125AT 250AF 4P 36KA 415V ACNPZ | Breaker_Material | RAWMATERIAL | TRUE | FALSE |  |  | LV-BREAKER-MATERIAL-KBT | [9 empty] | TER MCCB 125AT 250AF 4P 36KA 415V ACNPZ
1151434 | 1151434 | TER MCCB 125AT 250AF 4P 36KA 415V ACNP | Breaker_Material | RAWMATERIAL | TRUE | FALSE |  |  | LV-BREAKER-MATERIAL-KBT | [9 empty] | TER MCCB 125AT 250AF 4P 36KA 415V ACNP
1151435 | 1151435 | TER MCCB 125AT 250AF 3P 36KA 415VAC ACZ | Breaker_Material | RAWMATERIAL | TRUE | FALSE |  |  | LV-BREAKER-MATERIAL-KBT | [9 empty] | TER MCCB 125AT 250AF 3P 36KA 415VAC ACZ
1151436 | 1151436 | TER MCCB 125AT 250AF 3P 36KA 415VAC ACP | Breaker_Material | RAWMATERIAL | TRUE | FALSE |  |  | LV-BREAKER-MATERIAL-KBT | [9 empty] | TER MCCB 125AT 250AF 3P 36KA 415VAC ACP
1151437 | 1151437 | TER MCCB 125AT 250AF 3P 36KA 415VAC AC | Breaker_Material | RAWMATERIAL | TRUE | FALSE |  |  | LV-BREAKER-MATERIAL-KBT | [9 empty] | TER MCCB 125AT 250AF 3P 36KA 415VAC AC
1064607-J | 1064607-J | TER MCCB 125AT 250AF 3P 36KA 415VAC A JP | Breaker_Material | RAWMATERIAL | TRUE | FALSE |  |  | LV-BREAKER-MATERIAL-KBT | [9 empty] | TER MCCB 125AT 250AF 3P 36KA 415VAC A JP
1151789 | 1151789 | TER MCCB 125AT 250AF 3P 36KA 415V AP JP | Breaker_Material | RAWMATERIAL | TRUE | FALSE |  |  | LV-BREAKER-MATERIAL-KBT | [9 empty] | TER MCCB 125AT 250AF 3P 36KA 415V AP JP
1151438 | 1151438 | TER MCCB 125AT 250AF 3P 36KA 415V ACPZ | Breaker_Material | RAWMATERIAL | TRUE | FALSE |  |  | LV-BREAKER-MATERIAL-KBT | [9 empty] | TER MCCB 125AT 250AF 3P 36KA 415V ACPZ
1049167-J | 1049167-J | TER MCCB 250AT 250AF 4P 65KA 415V TMD JP | Breaker_Material | RAWMATERIAL | TRUE | FALSE |  |  | LV-BREAKER-MATERIAL-KBT | [9 empty] | TER MCCB 250AT 250AF 4P 65KA 415V TMD JP
1151790 | 1151790 | TER MCCB 250AT 250AF 4P 65KA 415V MA JP | Breaker_Material | RAWMATERIAL | TRUE | FALSE |  |  | LV-BREAKER-MATERIAL-KBT | [9 empty] | TER MCCB 250AT 250AF 4P 65KA 415V MA JP
1049156-J | 1049156-J | TER MCCB 250AT 250AF 3P 65KA 415V TMD JP | Breaker_Material | RAWMATERIAL | TRUE | FALSE |  |  | LV-BREAKER-MATERIAL-KBT | [9 empty] | TER MCCB 250AT 250AF 3P 65KA 415V TMD JP
1104438-J | 1104438-J | TER MCCB 250AT 250AF 3P 65KA 415V MA JP | Breaker_Material | RAWMATERIAL | TRUE | FALSE |  |  | LV-BREAKER-MATERIAL-KBT | [9 empty] | TER MCCB 250AT 250AF 3P 65KA 415V MA JP
1049166-J | 1049166-J | TER MCCB 200AT 250AF 4P 65KA 415V TMD JP | Breaker_Material | RAWMATERIAL | TRUE | FALSE |  |  | LV-BREAKER-MATERIAL-KBT | [9 empty] | TER MCCB 200AT 250AF 4P 65KA 415V TMD JP
1151791 | 1151791 | TER MCCB 200AT 250AF 4P 65KA 415V MA JP | Breaker_Material | RAWMATERIAL | TRUE | FALSE |  |  | LV-BREAKER-MATERIAL-KBT | [9 empty] | TER MCCB 200AT 250AF 4P 65KA 415V MA JP
1049155-J | 1049155-J | TER MCCB 200AT 250AF 3P 65KA 415V TMD JP | Breaker_Material | RAWMATERIAL | TRUE | FALSE |  |  | LV-BREAKER-MATERIAL-KBT | [9 empty] | TER MCCB 200AT 250AF 3P 65KA 415V TMD JP
1104447-J | 1104447-J | TER MCCB 200AT 250AF 3P 65KA 415V MA JP | Breaker_Material | RAWMATERIAL | TRUE | FALSE |  |  | LV-BREAKER-MATERIAL-KBT | [9 empty] | TER MCCB 200AT 250AF 3P 65KA 415V MA JP
1049165-J | 1049165-J | TER MCCB 160AT 250AF 4P 65KA 415V TMD JP | Breaker_Material | RAWMATERIAL | TRUE | FALSE |  |  | LV-BREAKER-MATERIAL-KBT | [9 empty] | TER MCCB 160AT 250AF 4P 65KA 415V TMD JP
1151792 | 1151792 | TER MCCB 160AT 250AF 4P 65KA 415V MA JP | Breaker_Material | RAWMATERIAL | TRUE | FALSE |  |  | LV-BREAKER-MATERIAL-KBT | [9 empty] | TER MCCB 160AT 250AF 4P 65KA 415V MA JP
1049154-J | 1049154-J | TER MCCB 160AT 250AF 3P 65KA 415V TMD JP | Breaker_Material | RAWMATERIAL | TRUE | FALSE |  |  | LV-BREAKER-MATERIAL-KBT | [9 empty] | TER MCCB 160AT 250AF 3P 65KA 415V TMD JP
1104448-J | 1104448-J | TER MCCB 160AT 250AF 3P 65KA 415V MA JP | Breaker_Material | RAWMATERIAL | TRUE | FALSE |  |  | LV-BREAKER-MATERIAL-KBT | [9 empty] | TER MCCB 160AT 250AF 3P 65KA 415V MA JP
1151793 | 1151793 | TER MCCB 40AT 250AF 4P 65KA 41V AP JP | Breaker_Material | RAWMATERIAL | TRUE | FALSE |  |  | LV-BREAKER-MATERIAL-KBT | [9 empty] | TER MCCB 40AT 250AF 4P 65KA 41V AP JP
1151794 | 1151794 | TER MCCB 40AT 250AF 4P 65KA 415VAC APN | Breaker_Material | RAWMATERIAL | TRUE | FALSE |  |  | LV-BREAKER-MATERIAL-KBT | [9 empty] | TER MCCB 40AT 250AF 4P 65KA 415VAC APN
1151795 | 1151795 | TER MCCB 40AT 250AF 4P 65KA 415VAC AN | Breaker_Material | RAWMATERIAL | TRUE | FALSE |  |  | LV-BREAKER-MATERIAL-KBT | [9 empty] | TER MCCB 40AT 250AF 4P 65KA 415VAC AN
1150451 | 1150451 | TER MCCB 40AT 250AF 4P 65KA 415VAC ACN | Breaker_Material | RAWMATERIAL | TRUE | FALSE |  |  | LV-BREAKER-MATERIAL-KBT | [9 empty] | TER MCCB 40AT 250AF 4P 65KA 415VAC ACN
1151439 | 1151439 | TER MCCB 40AT 250AF 4P 65KA 415VAC AC | Breaker_Material | RAWMATERIAL | TRUE | FALSE |  |  | LV-BREAKER-MATERIAL-KBT | [9 empty] | TER MCCB 40AT 250AF 4P 65KA 415VAC AC
1143492 | 1143492 | TER MCCB 40AT 250AF 4P 65KA 415VAC A JP | Breaker_Material | RAWMATERIAL | TRUE | FALSE |  |  | LV-BREAKER-MATERIAL-KBT | [9 empty] | TER MCCB 40AT 250AF 4P 65KA 415VAC A JP
1151440 | 1151440 | TER MCCB 40AT 250AF 4P 65KA 415V ACNZ | Breaker_Material | RAWMATERIAL | TRUE | FALSE |  |  | LV-BREAKER-MATERIAL-KBT | [9 empty] | TER MCCB 40AT 250AF 4P 65KA 415V ACNZ
1151441 | 1151441 | TER MCCB 40AT 250AF 4P 65KA 415V ACNP | Breaker_Material | RAWMATERIAL | TRUE | FALSE |  |  | LV-BREAKER-MATERIAL-KBT | [9 empty] | TER MCCB 40AT 250AF 4P 65KA 415V ACNP
1151442 | 1151442 | TER MCCB 40AT 250AF 3P 65KA 415VAC ACZ | Breaker_Material | RAWMATERIAL | TRUE | FALSE |  |  | LV-BREAKER-MATERIAL-KBT | [9 empty] | TER MCCB 40AT 250AF 3P 65KA 415VAC ACZ
1151443 | 1151443 | TER MCCB 40AT 250AF 3P 65KA 415VAC ACP | Breaker_Material | RAWMATERIAL | TRUE | FALSE |  |  | LV-BREAKER-MATERIAL-KBT | [9 empty] | TER MCCB 40AT 250AF 3P 65KA 415VAC ACP
1150447 | 1150447 | TER MCCB 40AT 250AF 3P 65KA 415VAC AC | Breaker_Material | RAWMATERIAL | TRUE | FALSE |  |  | LV-BREAKER-MATERIAL-KBT | [9 empty] | TER MCCB 40AT 250AF 3P 65KA 415VAC AC
1104439 | 1104439 | TER MCCB 40AT 250AF 3P 65KA 415VAC A JP | Breaker_Material | RAWMATERIAL | TRUE | FALSE |  |  | LV-BREAKER-MATERIAL-KBT | [9 empty] | TER MCCB 40AT 250AF 3P 65KA 415VAC A JP
1151796 | 1151796 | TER MCCB 40AT 250AF 3P 65KA 415V AP JP | Breaker_Material | RAWMATERIAL | TRUE | FALSE |  |  | LV-BREAKER-MATERIAL-KBT | [9 empty] | TER MCCB 40AT 250AF 3P 65KA 415V AP JP
1151444 | 1151444 | TER MCCB 40AT 250AF 3P 65KA 415V ACPZ | Breaker_Material | RAWMATERIAL | TRUE | FALSE |  |  | LV-BREAKER-MATERIAL-KBT | [9 empty] | TER MCCB 40AT 250AF 3P 65KA 415V ACPZ
1151797 | 1151797 | TER MCCB 250AT 250AF 4P 65KA 415VAC APN | Breaker_Material | RAWMATERIAL | TRUE | FALSE |  |  | LV-BREAKER-MATERIAL-KBT | [9 empty] | TER MCCB 250AT 250AF 4P 65KA 415VAC APN
1151798 | 1151798 | TER MCCB 250AT 250AF 4P 65KA 415VAC AN | Breaker_Material | RAWMATERIAL | TRUE | FALSE |  |  | LV-BREAKER-MATERIAL-KBT | [9 empty] | TER MCCB 250AT 250AF 4P 65KA 415VAC AN
1150448 | 1150448 | TER MCCB 250AT 250AF 4P 65KA 415VAC ACN | Breaker_Material | RAWMATERIAL | TRUE | FALSE |  |  | LV-BREAKER-MATERIAL-KBT | [9 empty] | TER MCCB 250AT 250AF 4P 65KA 415VAC ACN
1143490 | 1143490 | TER MCCB 250AT 250AF 4P 65KA 415VAC A JP | Breaker_Material | RAWMATERIAL | TRUE | FALSE |  |  | LV-BREAKER-MATERIAL-KBT | [9 empty] | TER MCCB 250AT 250AF 4P 65KA 415VAC A JP
1143479 | 1143479 | TER MCCB 250AT 250AF 4P 65KA 415VAC A JP | Breaker_Material | RAWMATERIAL | TRUE | FALSE |  |  | LV-BREAKER-MATERIAL-KBT | [9 empty] | TER MCCB 250AT 250AF 4P 65KA 415VAC A JP
1151799 | 1151799 | TER MCCB 250AT 250AF 4P 65KA 415V AP JP | Breaker_Material | RAWMATERIAL | TRUE | FALSE |  |  | LV-BREAKER-MATERIAL-KBT | [9 empty] | TER MCCB 250AT 250AF 4P 65KA 415V AP JP
1151445 | 1151445 | TER MCCB 250AT 250AF 4P 65KA 415V ACNZ | Breaker_Material | RAWMATERIAL | TRUE | FALSE |  |  | LV-BREAKER-MATERIAL-KBT | [9 empty] | TER MCCB 250AT 250AF 4P 65KA 415V ACNZ
1151446 | 1151446 | TER MCCB 250AT 250AF 4P 65KA 415V ACNPZ | Breaker_Material | RAWMATERIAL | TRUE | FALSE |  |  | LV-BREAKER-MATERIAL-KBT | [9 empty] | TER MCCB 250AT 250AF 4P 65KA 415V ACNPZ
1151125 | 1151125 | TER MCCB 250AT 250AF 4P 65KA 415V ACNP | Breaker_Material | RAWMATERIAL | TRUE | FALSE |  |  | LV-BREAKER-MATERIAL-KBT | [9 empty] | TER MCCB 250AT 250AF 4P 65KA 415V ACNP
1151126 | 1151126 | TER MCCB 250AT 250AF 3P 65KA 415VAC ACZ | Breaker_Material | RAWMATERIAL | TRUE | FALSE |  |  | LV-BREAKER-MATERIAL-KBT | [9 empty] | TER MCCB 250AT 250AF 3P 65KA 415VAC ACZ
1151127 | 1151127 | TER MCCB 250AT 250AF 3P 65KA 415VAC ACP | Breaker_Material | RAWMATERIAL | TRUE | FALSE |  |  | LV-BREAKER-MATERIAL-KBT | [9 empty] | TER MCCB 250AT 250AF 3P 65KA 415VAC ACP
1150444 | 1150444 | TER MCCB 250AT 250AF 3P 65KA 415VAC AC | Breaker_Material | RAWMATERIAL | TRUE | FALSE |  |  | LV-BREAKER-MATERIAL-KBT | [9 empty] | TER MCCB 250AT 250AF 3P 65KA 415VAC AC
1088228 | 1088228 | TER MCCB 250AT 250AF 3P 65KA 415VAC A JP | Breaker_Material | RAWMATERIAL | TRUE | FALSE |  |  | LV-BREAKER-MATERIAL-KBT | [9 empty] | TER MCCB 250AT 250AF 3P 65KA 415VAC A JP
1151800 | 1151800 | TER MCCB 250AT 250AF 3P 65KA 415V AP JP | Breaker_Material | RAWMATERIAL | TRUE | FALSE |  |  | LV-BREAKER-MATERIAL-KBT | [9 empty] | TER MCCB 250AT 250AF 3P 65KA 415V AP JP
1151128 | 1151128 | TER MCCB 250AT 250AF 3P 65KA 415V ACPZ | Breaker_Material | RAWMATERIAL | TRUE | FALSE |  |  | LV-BREAKER-MATERIAL-KBT | [9 empty] | TER MCCB 250AT 250AF 3P 65KA 415V ACPZ
1107060 | 1107060 | TER MCCB 160AT 250AF 4P 65KA 415VAC APN | Breaker_Material | RAWMATERIAL | TRUE | FALSE |  |  | LV-BREAKER-MATERIAL-KBT | [9 empty] | TER MCCB 160AT 250AF 4P 65KA 415VAC APN
1151801 | 1151801 | TER MCCB 160AT 250AF 4P 65KA 415VAC AN | Breaker_Material | RAWMATERIAL | TRUE | FALSE |  |  | LV-BREAKER-MATERIAL-KBT | [9 empty] | TER MCCB 160AT 250AF 4P 65KA 415VAC AN
1150449 | 1150449 | TER MCCB 160AT 250AF 4P 65KA 415VAC ACN | Breaker_Material | RAWMATERIAL | TRUE | FALSE |  |  | LV-BREAKER-MATERIAL-KBT | [9 empty] | TER MCCB 160AT 250AF 4P 65KA 415VAC ACN
1151802 | 1151802 | TER MCCB 160AT 250AF 4P 65KA 415V AP JP | Breaker_Material | RAWMATERIAL | TRUE | FALSE |  |  | LV-BREAKER-MATERIAL-KBT | [9 empty] | TER MCCB 160AT 250AF 4P 65KA 415V AP JP
1151129 | 1151129 | TER MCCB 160AT 250AF 4P 65KA 415V ACNZ | Breaker_Material | RAWMATERIAL | TRUE | FALSE |  |  | LV-BREAKER-MATERIAL-KBT | [9 empty] | TER MCCB 160AT 250AF 4P 65KA 415V ACNZ
1151130 | 1151130 | TER MCCB 160AT 250AF 4P 65KA 415V ACNPZ | Breaker_Material | RAWMATERIAL | TRUE | FALSE |  |  | LV-BREAKER-MATERIAL-KBT | [9 empty] | TER MCCB 160AT 250AF 4P 65KA 415V ACNPZ
1151131 | 1151131 | TER MCCB 160AT 250AF 4P 65KA 415V ACNP | Breaker_Material | RAWMATERIAL | TRUE | FALSE |  |  | LV-BREAKER-MATERIAL-KBT | [9 empty] | TER MCCB 160AT 250AF 4P 65KA 415V ACNP
1151132 | 1151132 | TER MCCB 160AT 250AF 3P 65KA 415VAC ACZ | Breaker_Material | RAWMATERIAL | TRUE | FALSE |  |  | LV-BREAKER-MATERIAL-KBT | [9 empty] | TER MCCB 160AT 250AF 3P 65KA 415VAC ACZ
1151133 | 1151133 | TER MCCB 160AT 250AF 3P 65KA 415VAC ACP | Breaker_Material | RAWMATERIAL | TRUE | FALSE |  |  | LV-BREAKER-MATERIAL-KBT | [9 empty] | TER MCCB 160AT 250AF 3P 65KA 415VAC ACP
1150445 | 1150445 | TER MCCB 160AT 250AF 3P 65KA 415VAC AC | Breaker_Material | RAWMATERIAL | TRUE | FALSE |  |  | LV-BREAKER-MATERIAL-KBT | [9 empty] | TER MCCB 160AT 250AF 3P 65KA 415VAC AC
1103165 | 1103165 | TER MCCB 160AT 250AF 3P 65KA 415VAC A JP | Breaker_Material | RAWMATERIAL | TRUE | FALSE |  |  | LV-BREAKER-MATERIAL-KBT | [9 empty] | TER MCCB 160AT 250AF 3P 65KA 415VAC A JP
1151803 | 1151803 | TER MCCB 160AT 250AF 3P 65KA 415V AP JP | Breaker_Material | RAWMATERIAL | TRUE | FALSE |  |  | LV-BREAKER-MATERIAL-KBT | [9 empty] | TER MCCB 160AT 250AF 3P 65KA 415V AP JP
1151134 | 1151134 | TER MCCB 160AT 250AF 3P 65KA 415V ACPZ | Breaker_Material | RAWMATERIAL | TRUE | FALSE |  |  | LV-BREAKER-MATERIAL-KBT | [9 empty] | TER MCCB 160AT 250AF 3P 65KA 415V ACPZ
1151804 | 1151804 | TER MCCB 125AT 250AF 4P 65KA 415VAC APN | Breaker_Material | RAWMATERIAL | TRUE | FALSE |  |  | LV-BREAKER-MATERIAL-KBT | [9 empty] | TER MCCB 125AT 250AF 4P 65KA 415VAC APN
1151805 | 1151805 | TER MCCB 125AT 250AF 4P 65KA 415VAC AN | Breaker_Material | RAWMATERIAL | TRUE | FALSE |  |  | LV-BREAKER-MATERIAL-KBT | [9 empty] | TER MCCB 125AT 250AF 4P 65KA 415VAC AN
1150450 | 1150450 | TER MCCB 125AT 250AF 4P 65KA 415VAC ACN | Breaker_Material | RAWMATERIAL | TRUE | FALSE |  |  | LV-BREAKER-MATERIAL-KBT | [9 empty] | TER MCCB 125AT 250AF 4P 65KA 415VAC ACN
1143491 | 1143491 | TER MCCB 125AT 250AF 4P 65KA 415VAC A JP | Breaker_Material | RAWMATERIAL | TRUE | FALSE |  |  | LV-BREAKER-MATERIAL-KBT | [9 empty] | TER MCCB 125AT 250AF 4P 65KA 415VAC A JP
1151135 | 1151135 | TER MCCB 125AT 250AF 4P 65KA 415VAC A JP | Breaker_Material | RAWMATERIAL | TRUE | FALSE |  |  | LV-BREAKER-MATERIAL-KBT | [9 empty] | TER MCCB 125AT 250AF 4P 65KA 415VAC A JP
1151806 | 1151806 | TER MCCB 125AT 250AF 4P 65KA 415V AP JP | Breaker_Material | RAWMATERIAL | TRUE | FALSE |  |  | LV-BREAKER-MATERIAL-KBT | [9 empty] | TER MCCB 125AT 250AF 4P 65KA 415V AP JP
1151136 | 1151136 | TER MCCB 125AT 250AF 4P 65KA 415V ACNZ | Breaker_Material | RAWMATERIAL | TRUE | FALSE |  |  | LV-BREAKER-MATERIAL-KBT | [9 empty] | TER MCCB 125AT 250AF 4P 65KA 415V ACNZ
1151137 | 1151137 | TER MCCB 125AT 250AF 3P 65KA 415VAC ACZ | Breaker_Material | RAWMATERIAL | TRUE | FALSE |  |  | LV-BREAKER-MATERIAL-KBT | [9 empty] | TER MCCB 125AT 250AF 3P 65KA 415VAC ACZ
1151138 | 1151138 | TER MCCB 125AT 250AF 3P 65KA 415VAC ACP | Breaker_Material | RAWMATERIAL | TRUE | FALSE |  |  | LV-BREAKER-MATERIAL-KBT | [9 empty] | TER MCCB 125AT 250AF 3P 65KA 415VAC ACP
1103164 | 1103164 | TER MCCB 125AT 250AF 3P 65KA 415VAC A JP | Breaker_Material | RAWMATERIAL | TRUE | FALSE |  |  | LV-BREAKER-MATERIAL-KBT | [9 empty] | TER MCCB 125AT 250AF 3P 65KA 415VAC A JP
1150446 | 1150446 | TER MCCB 125AT 250AF 3P 65KA 415VAC A JP | Breaker_Material | RAWMATERIAL | TRUE | FALSE |  |  | LV-BREAKER-MATERIAL-KBT | [9 empty] | TER MCCB 125AT 250AF 3P 65KA 415VAC A JP
1151807 | 1151807 | TER MCCB 125AT 250AF 3P 65KA 415V AP JP | Breaker_Material | RAWMATERIAL | TRUE | FALSE |  |  | LV-BREAKER-MATERIAL-KBT | [9 empty] | TER MCCB 125AT 250AF 3P 65KA 415V AP JP
1151139 | 1151139 | TER MCCB 125AT 250AF 3P 65KA 415V ACPZ | Breaker_Material | RAWMATERIAL | TRUE | FALSE |  |  | LV-BREAKER-MATERIAL-KBT | [9 empty] | TER MCCB 125AT 250AF 3P 65KA 415V ACPZ
1151140 | 1151140 | TER MCCB 125AT 250AF 4P 65KA 415V ACNPZ | Breaker_Material | RAWMATERIAL | TRUE | FALSE |  |  | LV-BREAKER-MATERIAL-KBT | [9 empty] | TER MCCB 125AT 250AF 4P 65KA 415V ACNPZ
BO3402 | BO3402 | TER MCCB 80AT 160AF 4P 40KA 415VAC TMA | Breaker_Material | RAWMATERIAL | TRUE | FALSE |  |  | LV-BREAKER-MATERIAL-KBT | [9 empty] | TER MCCB 80AT 160AF 4P 40KA 415VAC TMA
BO3456 | BO3456 | TER MCCB 80AT 160AF 4P 40KA 415V TMA FW | Breaker_Material | RAWMATERIAL | TRUE | FALSE |  |  | LV-BREAKER-MATERIAL-KBT | [9 empty] | TER MCCB 80AT 160AF 4P 40KA 415V TMA FW
1151225 | 1151225 | TER MCCB 80AT 160AF 3P 40KA 415VAC TMA | Breaker_Material | RAWMATERIAL | TRUE | FALSE |  |  | LV-BREAKER-MATERIAL-KBT | [9 empty] | TER MCCB 80AT 160AF 3P 40KA 415VAC TMA
1151226 | 1151226 | TER MCCB 80AT 160AF 3P 40KA 415V TMA FW | Breaker_Material | RAWMATERIAL | TRUE | FALSE |  |  | LV-BREAKER-MATERIAL-KBT | [9 empty] | TER MCCB 80AT 160AF 3P 40KA 415V TMA FW
1151227 | 1151227 | TER MCCB 63AT 160AF 4P 40KA 415VAC TMA | Breaker_Material | RAWMATERIAL | TRUE | FALSE |  |  | LV-BREAKER-MATERIAL-KBT | [9 empty] | TER MCCB 63AT 160AF 4P 40KA 415VAC TMA
1151228 | 1151228 | TER MCCB 63AT 160AF 4P 40KA 415V TMA FW | Breaker_Material | RAWMATERIAL | TRUE | FALSE |  |  | LV-BREAKER-MATERIAL-KBT | [9 empty] | TER MCCB 63AT 160AF 4P 40KA 415V TMA FW
1151229 | 1151229 | TER MCCB 63AT 160AF 3P 40KA 415VAC TMA | Breaker_Material | RAWMATERIAL | TRUE | FALSE |  |  | LV-BREAKER-MATERIAL-KBT | [9 empty] | TER MCCB 63AT 160AF 3P 40KA 415VAC TMA
1151230 | 1151230 | TER MCCB 63AT 160AF 3P 40KA 415V TMA FW | Breaker_Material | RAWMATERIAL | TRUE | FALSE |  |  | LV-BREAKER-MATERIAL-KBT | [9 empty] | TER MCCB 63AT 160AF 3P 40KA 415V TMA FW
1151231 | 1151231 | TER MCCB 40AT 160AF 4P 40KA 415VAC TMA | Breaker_Material | RAWMATERIAL | TRUE | FALSE |  |  | LV-BREAKER-MATERIAL-KBT | [9 empty] | TER MCCB 40AT 160AF 4P 40KA 415VAC TMA
1151232 | 1151232 | TER MCCB 40AT 160AF 4P 40KA 415V TMA FW | Breaker_Material | RAWMATERIAL | TRUE | FALSE |  |  | LV-BREAKER-MATERIAL-KBT | [9 empty] | TER MCCB 40AT 160AF 4P 40KA 415V TMA FW
1151233 | 1151233 | TER MCCB 40AT 160AF 3P 40KA 415VAC TMA | Breaker_Material | RAWMATERIAL | TRUE | FALSE |  |  | LV-BREAKER-MATERIAL-KBT | [9 empty] | TER MCCB 40AT 160AF 3P 40KA 415VAC TMA
1151234 | 1151234 | TER MCCB 40AT 160AF 3P 40KA 415V TMA FW | Breaker_Material | RAWMATERIAL | TRUE | FALSE |  |  | LV-BREAKER-MATERIAL-KBT | [9 empty] | TER MCCB 40AT 160AF 3P 40KA 415V TMA FW
1151235 | 1151235 | TER MCCB 25AT 160AF 4P 40KA 415VAC TMA | Breaker_Material | RAWMATERIAL | TRUE | FALSE |  |  | LV-BREAKER-MATERIAL-KBT | [9 empty] | TER MCCB 25AT 160AF 4P 40KA 415VAC TMA
1151236 | 1151236 | TER MCCB 25AT 160AF 4P 40KA 415V TMA FW | Breaker_Material | RAWMATERIAL | TRUE | FALSE |  |  | LV-BREAKER-MATERIAL-KBT | [9 empty] | TER MCCB 25AT 160AF 4P 40KA 415V TMA FW
1151237 | 1151237 | TER MCCB 25AT 160AF 3P 40KA 415VAC TMA | Breaker_Material | RAWMATERIAL | TRUE | FALSE |  |  | LV-BREAKER-MATERIAL-KBT | [9 empty] | TER MCCB 25AT 160AF 3P 40KA 415VAC TMA
1151238 | 1151238 | TER MCCB 25AT 160AF 3P 40KA 415V TMA FW | Breaker_Material | RAWMATERIAL | TRUE | FALSE |  |  | LV-BREAKER-MATERIAL-KBT | [9 empty] | TER MCCB 25AT 160AF 3P 40KA 415V TMA FW
1151239 | 1151239 | TER MCCB 160AT 160AF 4P 40KA 415VAC TMA | Breaker_Material | RAWMATERIAL | TRUE | FALSE |  |  | LV-BREAKER-MATERIAL-KBT | [9 empty] | TER MCCB 160AT 160AF 4P 40KA 415VAC TMA
1151240 | 1151240 | TER MCCB 160AT 160AF 4P 40KA 415V TMA FW | Breaker_Material | RAWMATERIAL | TRUE | FALSE |  |  | LV-BREAKER-MATERIAL-KBT | [9 empty] | TER MCCB 160AT 160AF 4P 40KA 415V TMA FW
1151241 | 1151241 | TER MCCB 160AT 160AF 3P 40KA 415VAC TMA | Breaker_Material | RAWMATERIAL | TRUE | FALSE |  |  | LV-BREAKER-MATERIAL-KBT | [9 empty] | TER MCCB 160AT 160AF 3P 40KA 415VAC TMA
1151242 | 1151242 | TER MCCB 160AT 160AF 3P 40KA 415V TMA FW | Breaker_Material | RAWMATERIAL | TRUE | FALSE |  |  | LV-BREAKER-MATERIAL-KBT | [9 empty] | TER MCCB 160AT 160AF 3P 40KA 415V TMA FW
1151243 | 1151243 | TER MCCB 125AT 160AF 4P 40KA 415VAC TMA | Breaker_Material | RAWMATERIAL | TRUE | FALSE |  |  | LV-BREAKER-MATERIAL-KBT | [9 empty] | TER MCCB 125AT 160AF 4P 40KA 415VAC TMA
1151244 | 1151244 | TER MCCB 125AT 160AF 4P 40KA 415V TMA FW | Breaker_Material | RAWMATERIAL | TRUE | FALSE |  |  | LV-BREAKER-MATERIAL-KBT | [9 empty] | TER MCCB 125AT 160AF 4P 40KA 415V TMA FW
1151245 | 1151245 | TER MCCB 125AT 160AF 3P 40KA 415VAC TMA | Breaker_Material | RAWMATERIAL | TRUE | FALSE |  |  | LV-BREAKER-MATERIAL-KBT | [9 empty] | TER MCCB 125AT 160AF 3P 40KA 415VAC TMA
1151246 | 1151246 | TER MCCB 125AT 160AF 3P 40KA 415V TMA FW | Breaker_Material | RAWMATERIAL | TRUE | FALSE |  |  | LV-BREAKER-MATERIAL-KBT | [9 empty] | TER MCCB 125AT 160AF 3P 40KA 415V TMA FW
1151247 | 1151247 | TER MCCB 100AT 160AF 4P 40KA 415VAC TMA | Breaker_Material | RAWMATERIAL | TRUE | FALSE |  |  | LV-BREAKER-MATERIAL-KBT | [9 empty] | TER MCCB 100AT 160AF 4P 40KA 415VAC TMA
1151248 | 1151248 | TER MCCB 100AT 160AF 4P 40KA 415V TMA FW | Breaker_Material | RAWMATERIAL | TRUE | FALSE |  |  | LV-BREAKER-MATERIAL-KBT | [9 empty] | TER MCCB 100AT 160AF 4P 40KA 415V TMA FW
1151249 | 1151249 | TER MCCB 100AT 160AF 3P 40KA 415VAC TMA | Breaker_Material | RAWMATERIAL | TRUE | FALSE |  |  | LV-BREAKER-MATERIAL-KBT | [9 empty] | TER MCCB 100AT 160AF 3P 40KA 415VAC TMA
1151250 | 1151250 | TER MCCB 100AT 160AF 3P 40KA 415V TMA FW | Breaker_Material | RAWMATERIAL | TRUE | FALSE |  |  | LV-BREAKER-MATERIAL-KBT | [9 empty] | TER MCCB 100AT 160AF 3P 40KA 415V TMA FW
1151251 | 1151251 | TER MCCB 80AT 160AF 4P 40KA 415VAC TMF | Breaker_Material | RAWMATERIAL | TRUE | FALSE |  |  | LV-BREAKER-MATERIAL-KBT | [9 empty] | TER MCCB 80AT 160AF 4P 40KA 415VAC TMF
1076275 | 1076275 | TER MCCB 80AT 160AF 3P 40KA 415VAC TMF | Breaker_Material | RAWMATERIAL | TRUE | FALSE |  |  | LV-BREAKER-MATERIAL-KBT | [9 empty] | TER MCCB 80AT 160AF 3P 40KA 415VAC TMF
1151252 | 1151252 | TER MCCB 63AT 160AF 4P 40KA 415VAC TMF | Breaker_Material | RAWMATERIAL | TRUE | FALSE |  |  | LV-BREAKER-MATERIAL-KBT | [9 empty] | TER MCCB 63AT 160AF 4P 40KA 415VAC TMF
1076276 | 1076276 | TER MCCB 63AT 160AF 3P 40KA 415VAC TMF | Breaker_Material | RAWMATERIAL | TRUE | FALSE |  |  | LV-BREAKER-MATERIAL-KBT | [9 empty] | TER MCCB 63AT 160AF 3P 40KA 415VAC TMF
1151253 | 1151253 | TER MCCB 50AT 160AF 4P 40KA 415VAC TMF | Breaker_Material | RAWMATERIAL | TRUE | FALSE |  |  | LV-BREAKER-MATERIAL-KBT | [9 empty] | TER MCCB 50AT 160AF 4P 40KA 415VAC TMF
1076277 | 1076277 | TER MCCB 50AT 160AF 3P 40KA 415VAC TMF | Breaker_Material | RAWMATERIAL | TRUE | FALSE |  |  | LV-BREAKER-MATERIAL-KBT | [9 empty] | TER MCCB 50AT 160AF 3P 40KA 415VAC TMF
1151254 | 1151254 | TER MCCB 40AT 160AF 4P 40KA 415VAC TMF | Breaker_Material | RAWMATERIAL | TRUE | FALSE |  |  | LV-BREAKER-MATERIAL-KBT | [9 empty] | TER MCCB 40AT 160AF 4P 40KA 415VAC TMF
1076278 | 1076278 | TER MCCB 40AT 160AF 3P 40KA 415VAC TMF | Breaker_Material | RAWMATERIAL | TRUE | FALSE |  |  | LV-BREAKER-MATERIAL-KBT | [9 empty] | TER MCCB 40AT 160AF 3P 40KA 415VAC TMF
1151255 | 1151255 | TER MCCB 32AT 160AF 4P 40KA 415VAC TMF | Breaker_Material | RAWMATERIAL | TRUE | FALSE |  |  | LV-BREAKER-MATERIAL-KBT | [9 empty] | TER MCCB 32AT 160AF 4P 40KA 415VAC TMF
1076279 | 1076279 | TER MCCB 32AT 160AF 3P 40KA 415VAC TMF | Breaker_Material | RAWMATERIAL | TRUE | FALSE |  |  | LV-BREAKER-MATERIAL-KBT | [9 empty] | TER MCCB 32AT 160AF 3P 40KA 415VAC TMF
1151256 | 1151256 | TER MCCB 25AT 160AF 4P 40KA 415VAC TMF | Breaker_Material | RAWMATERIAL | TRUE | FALSE |  |  | LV-BREAKER-MATERIAL-KBT | [9 empty] | TER MCCB 25AT 160AF 4P 40KA 415VAC TMF
1076280 | 1076280 | TER MCCB 25AT 160AF 3P 40KA 415VAC TMF | Breaker_Material | RAWMATERIAL | TRUE | FALSE |  |  | LV-BREAKER-MATERIAL-KBT | [9 empty] | TER MCCB 25AT 160AF 3P 40KA 415VAC TMF
1151257 | 1151257 | TER MCCB 20AT 160AF 4P 40KA 415VAC TMF | Breaker_Material | RAWMATERIAL | TRUE | FALSE |  |  | LV-BREAKER-MATERIAL-KBT | [9 empty] | TER MCCB 20AT 160AF 4P 40KA 415VAC TMF
1076281 | 1076281 | TER MCCB 20AT 160AF 3P 40KA 415VAC TMF | Breaker_Material | RAWMATERIAL | TRUE | FALSE |  |  | LV-BREAKER-MATERIAL-KBT | [9 empty] | TER MCCB 20AT 160AF 3P 40KA 415VAC TMF
1151258 | 1151258 | TER MCCB 16AT 160AF 4P 40KA 415VAC TMF | Breaker_Material | RAWMATERIAL | TRUE | FALSE |  |  | LV-BREAKER-MATERIAL-KBT | [9 empty] | TER MCCB 16AT 160AF 4P 40KA 415VAC TMF
1076282 | 1076282 | TER MCCB 16AT 160AF 3P 40KA 415VAC TMF | Breaker_Material | RAWMATERIAL | TRUE | FALSE |  |  | LV-BREAKER-MATERIAL-KBT | [9 empty] | TER MCCB 16AT 160AF 3P 40KA 415VAC TMF
1151259 | 1151259 | TER MCCB 160AT 160AF 4P 40KA 415VAC TMF | Breaker_Material | RAWMATERIAL | TRUE | FALSE |  |  | LV-BREAKER-MATERIAL-KBT | [9 empty] | TER MCCB 160AT 160AF 4P 40KA 415VAC TMF
1064639 | 1064639 | TER MCCB 160AT 160AF 3P 40KA 415VAC TMF | Breaker_Material | RAWMATERIAL | TRUE | FALSE |  |  | LV-BREAKER-MATERIAL-KBT | [9 empty] | TER MCCB 160AT 160AF 3P 40KA 415VAC TMF
1151260 | 1151260 | TER MCCB 125AT 160AF 4P 40KA 415VAC TMF | Breaker_Material | RAWMATERIAL | TRUE | FALSE |  |  | LV-BREAKER-MATERIAL-KBT | [9 empty] | TER MCCB 125AT 160AF 4P 40KA 415VAC TMF
1064638 | 1064638 | TER MCCB 125AT 160AF 3P 40KA 415VAC TMF | Breaker_Material | RAWMATERIAL | TRUE | FALSE |  |  | LV-BREAKER-MATERIAL-KBT | [9 empty] | TER MCCB 125AT 160AF 3P 40KA 415VAC TMF
1151261 | 1151261 | TER MCCB 100AT 160AF 4P 40KA 415VAC TMF | Breaker_Material | RAWMATERIAL | TRUE | FALSE |  |  | LV-BREAKER-MATERIAL-KBT | [9 empty] | TER MCCB 100AT 160AF 4P 40KA 415VAC TMF
1076274 | 1076274 | TER MCCB 100AT 160AF 3P 40KA 415VAC TMF | Breaker_Material | RAWMATERIAL | TRUE | FALSE |  |  | LV-BREAKER-MATERIAL-KBT | [9 empty] | TER MCCB 100AT 160AF 3P 40KA 415VAC TMF
1151262 | 1151262 | TER MCCB 80AT 160AF 4P 25KA 415VAC TMF | Breaker_Material | RAWMATERIAL | TRUE | FALSE |  |  | LV-BREAKER-MATERIAL-KBT | [9 empty] | TER MCCB 80AT 160AF 4P 25KA 415VAC TMF
1151263 | 1151263 | TER MCCB 80AT 160AF 4P 25KA 415V TMF FW | Breaker_Material | RAWMATERIAL | TRUE | FALSE |  |  | LV-BREAKER-MATERIAL-KBT | [9 empty] | TER MCCB 80AT 160AF 4P 25KA 415V TMF FW
BO3260 | BO3260 | TER MCCB 80AT 160AF 3P 25KA 415VAC TMF | Breaker_Material | RAWMATERIAL | TRUE | FALSE |  |  | LV-BREAKER-MATERIAL-KBT | [9 empty] | TER MCCB 80AT 160AF 3P 25KA 415VAC TMF
1151264 | 1151264 | TER MCCB 80AT 160AF 3P 25KA 415V TMF FW | Breaker_Material | RAWMATERIAL | TRUE | FALSE |  |  | LV-BREAKER-MATERIAL-KBT | [9 empty] | TER MCCB 80AT 160AF 3P 25KA 415V TMF FW
1151265 | 1151265 | TER MCCB 63AT 160AF 4P 25KA 415VAC TMF | Breaker_Material | RAWMATERIAL | TRUE | FALSE |  |  | LV-BREAKER-MATERIAL-KBT | [9 empty] | TER MCCB 63AT 160AF 4P 25KA 415VAC TMF
1151266 | 1151266 | TER MCCB 63AT 160AF 4P 25KA 415V TMF FW | Breaker_Material | RAWMATERIAL | TRUE | FALSE |  |  | LV-BREAKER-MATERIAL-KBT | [9 empty] | TER MCCB 63AT 160AF 4P 25KA 415V TMF FW
1064232 | 1064232 | TER MCCB 63AT 160AF 3P 25KA 415VAC TMF | Breaker_Material | RAWMATERIAL | TRUE | FALSE |  |  | LV-BREAKER-MATERIAL-KBT | [9 empty] | TER MCCB 63AT 160AF 3P 25KA 415VAC TMF
1151267 | 1151267 | TER MCCB 63AT 160AF 3P 25KA 415V TMF FW | Breaker_Material | RAWMATERIAL | TRUE | FALSE |  |  | LV-BREAKER-MATERIAL-KBT | [9 empty] | TER MCCB 63AT 160AF 3P 25KA 415V TMF FW
1151268 | 1151268 | TER MCCB 40AT 160AF 4P 25KA 415VAC TMF | Breaker_Material | RAWMATERIAL | TRUE | FALSE |  |  | LV-BREAKER-MATERIAL-KBT | [9 empty] | TER MCCB 40AT 160AF 4P 25KA 415VAC TMF
1151269 | 1151269 | TER MCCB 40AT 160AF 4P 25KA 415V TMF FW | Breaker_Material | RAWMATERIAL | TRUE | FALSE |  |  | LV-BREAKER-MATERIAL-KBT | [9 empty] | TER MCCB 40AT 160AF 4P 25KA 415V TMF FW
1098061 | 1098061 | TER MCCB 40AT 160AF 3P 25KA 415VAC TMF | Breaker_Material | RAWMATERIAL | TRUE | FALSE |  |  | LV-BREAKER-MATERIAL-KBT | [9 empty] | TER MCCB 40AT 160AF 3P 25KA 415VAC TMF
1151270 | 1151270 | TER MCCB 40AT 160AF 3P 25KA 415V TMF FW | Breaker_Material | RAWMATERIAL | TRUE | FALSE |  |  | LV-BREAKER-MATERIAL-KBT | [9 empty] | TER MCCB 40AT 160AF 3P 25KA 415V TMF FW
1151271 | 1151271 | TER MCCB 25AT 160AF 4P 25KA 415VAC TMF | Breaker_Material | RAWMATERIAL | TRUE | FALSE |  |  | LV-BREAKER-MATERIAL-KBT | [9 empty] | TER MCCB 25AT 160AF 4P 25KA 415VAC TMF
1151272 | 1151272 | TER MCCB 25AT 160AF 4P 25KA 415V TMF FW | Breaker_Material | RAWMATERIAL | TRUE | FALSE |  |  | LV-BREAKER-MATERIAL-KBT | [9 empty] | TER MCCB 25AT 160AF 4P 25KA 415V TMF FW
1151273 | 1151273 | TER MCCB 25AT 160AF 3P 25KA 415VAC TMF | Breaker_Material | RAWMATERIAL | TRUE | FALSE |  |  | LV-BREAKER-MATERIAL-KBT | [9 empty] | TER MCCB 25AT 160AF 3P 25KA 415VAC TMF
1151274 | 1151274 | TER MCCB 25AT 160AF 3P 25KA 415V TMF FW | Breaker_Material | RAWMATERIAL | TRUE | FALSE |  |  | LV-BREAKER-MATERIAL-KBT | [9 empty] | TER MCCB 25AT 160AF 3P 25KA 415V TMF FW
BO3398 | BO3398 | TER MCCB 160AT 160AF 4P 25KA 415VAC TMF | Breaker_Material | RAWMATERIAL | TRUE | FALSE |  |  | LV-BREAKER-MATERIAL-KBT | [9 empty] | TER MCCB 160AT 160AF 4P 25KA 415VAC TMF
1151568 | 1151568 | TER MCCB 160AT 160AF 4P 25KA 415V TMF FW | Breaker_Material | RAWMATERIAL | TRUE | FALSE |  |  | LV-BREAKER-MATERIAL-KBT | [9 empty] | TER MCCB 160AT 160AF 4P 25KA 415V TMF FW
BO3263 | BO3263 | TER MCCB 160AT 160AF 3P 25KA 415VAC TMF | Breaker_Material | RAWMATERIAL | TRUE | FALSE |  |  | LV-BREAKER-MATERIAL-KBT | [9 empty] | TER MCCB 160AT 160AF 3P 25KA 415VAC TMF
1151569 | 1151569 | TER MCCB 160AT 160AF 3P 25KA 415V TMF FW | Breaker_Material | RAWMATERIAL | TRUE | FALSE |  |  | LV-BREAKER-MATERIAL-KBT | [9 empty] | TER MCCB 160AT 160AF 3P 25KA 415V TMF FW
1151580 | 1151580 | TER MCCB 125AT 160AF 4P 25KA 415VAC TMF | Breaker_Material | RAWMATERIAL | TRUE | FALSE |  |  | LV-BREAKER-MATERIAL-KBT | [9 empty] | TER MCCB 125AT 160AF 4P 25KA 415VAC TMF
1151581 | 1151581 | TER MCCB 125AT 160AF 4P 25KA 415V TMF FW | Breaker_Material | RAWMATERIAL | TRUE | FALSE |  |  | LV-BREAKER-MATERIAL-KBT | [9 empty] | TER MCCB 125AT 160AF 4P 25KA 415V TMF FW
BO3262 | BO3262 | TER MCCB 125AT 160AF 3P 25KA 415VAC TMF | Breaker_Material | RAWMATERIAL | TRUE | FALSE |  |  | LV-BREAKER-MATERIAL-KBT | [9 empty] | TER MCCB 125AT 160AF 3P 25KA 415VAC TMF
1151582 | 1151582 | TER MCCB 125AT 160AF 3P 25KA 415V TMF FW | Breaker_Material | RAWMATERIAL | TRUE | FALSE |  |  | LV-BREAKER-MATERIAL-KBT | [9 empty] | TER MCCB 125AT 160AF 3P 25KA 415V TMF FW
BO3396 | BO3396 | TER MCCB 100AT 160AF 4P 25KA 415VAC TMF | Breaker_Material | RAWMATERIAL | TRUE | FALSE |  |  | LV-BREAKER-MATERIAL-KBT | [9 empty] | TER MCCB 100AT 160AF 4P 25KA 415VAC TMF
1151583 | 1151583 | TER MCCB 100AT 160AF 4P 25KA 415V TMF FW | Breaker_Material | RAWMATERIAL | TRUE | FALSE |  |  | LV-BREAKER-MATERIAL-KBT | [9 empty] | TER MCCB 100AT 160AF 4P 25KA 415V TMF FW
BO3261 | BO3261 | TER MCCB 100AT 160AF 3P 25KA 415VAC TMF | Breaker_Material | RAWMATERIAL | TRUE | FALSE |  |  | LV-BREAKER-MATERIAL-KBT | [9 empty] | TER MCCB 100AT 160AF 3P 25KA 415VAC TMF
1151584 | 1151584 | TER MCCB 100AT 160AF 3P 25KA 415V TMF FW | Breaker_Material | RAWMATERIAL | TRUE | FALSE |  |  | LV-BREAKER-MATERIAL-KBT | [9 empty] | TER MCCB 100AT 160AF 3P 25KA 415V TMF FW
BO3424 | BO3424 | TER MCCB 80AT 160AF 4P 25KA 415VAC TMF | Breaker_Material | RAWMATERIAL | TRUE | FALSE |  |  | LV-BREAKER-MATERIAL-KBT | [9 empty] | TER MCCB 80AT 160AF 4P 25KA 415VAC TMF
1064636 | 1064636 | TER MCCB 80AT 160AF 3P 25KA 415VAC TMF | Breaker_Material | RAWMATERIAL | TRUE | FALSE |  |  | LV-BREAKER-MATERIAL-KBT | [9 empty] | TER MCCB 80AT 160AF 3P 25KA 415VAC TMF
1072091 | 1072091 | TER MCCB 63AT 160AF 4P 25KA 415VAC TMF | Breaker_Material | RAWMATERIAL | TRUE | FALSE |  |  | LV-BREAKER-MATERIAL-KBT | [9 empty] | TER MCCB 63AT 160AF 4P 25KA 415VAC TMF
1064635 | 1064635 | TER MCCB 63AT 160AF 3P 25KA 415VAC TMF | Breaker_Material | RAWMATERIAL | TRUE | FALSE |  |  | LV-BREAKER-MATERIAL-KBT | [9 empty] | TER MCCB 63AT 160AF 3P 25KA 415VAC TMF
BO3422 | BO3422 | TER MCCB 50AT 160AF 4P 25KA 415VAC TMF | Breaker_Material | RAWMATERIAL | TRUE | FALSE |  |  | LV-BREAKER-MATERIAL-KBT | [9 empty] | TER MCCB 50AT 160AF 4P 25KA 415VAC TMF
1064634 | 1064634 | TER MCCB 50AT 160AF 3P 25KA 415VAC TMF | Breaker_Material | RAWMATERIAL | TRUE | FALSE |  |  | LV-BREAKER-MATERIAL-KBT | [9 empty] | TER MCCB 50AT 160AF 3P 25KA 415VAC TMF
BO3421 | BO3421 | TER MCCB 40AT 160AF 4P 25KA 415VAC TMF | Breaker_Material | RAWMATERIAL | TRUE | FALSE |  |  | LV-BREAKER-MATERIAL-KBT | [9 empty] | TER MCCB 40AT 160AF 4P 25KA 415VAC TMF
1064633 | 1064633 | TER MCCB 40AT 160AF 3P 25KA 415VAC TMF | Breaker_Material | RAWMATERIAL | TRUE | FALSE |  |  | LV-BREAKER-MATERIAL-KBT | [9 empty] | TER MCCB 40AT 160AF 3P 25KA 415VAC TMF
BO3420 | BO3420 | TER MCCB 32AT 160AF 4P 25KA 415VAC TMF | Breaker_Material | RAWMATERIAL | TRUE | FALSE |  |  | LV-BREAKER-MATERIAL-KBT | [9 empty] | TER MCCB 32AT 160AF 4P 25KA 415VAC TMF
1064632 | 1064632 | TER MCCB 32AT 160AF 3P 25KA 415VAC TMF | Breaker_Material | RAWMATERIAL | TRUE | FALSE |  |  | LV-BREAKER-MATERIAL-KBT | [9 empty] | TER MCCB 32AT 160AF 3P 25KA 415VAC TMF
BO3419 | BO3419 | TER MCCB 25AT 160AF 4P 25KA 415VAC TMF | Breaker_Material | RAWMATERIAL | TRUE | FALSE |  |  | LV-BREAKER-MATERIAL-KBT | [9 empty] | TER MCCB 25AT 160AF 4P 25KA 415VAC TMF
1076271 | 1076271 | TER MCCB 25AT 160AF 3P 25KA 415VAC TMF | Breaker_Material | RAWMATERIAL | TRUE | FALSE |  |  | LV-BREAKER-MATERIAL-KBT | [9 empty] | TER MCCB 25AT 160AF 3P 25KA 415VAC TMF
BO3418 | BO3418 | TER MCCB 20AT 160AF 4P 25KA 415VAC TMF | Breaker_Material | RAWMATERIAL | TRUE | FALSE |  |  | LV-BREAKER-MATERIAL-KBT | [9 empty] | TER MCCB 20AT 160AF 4P 25KA 415VAC TMF
1067842 | 1067842 | TER MCCB 20AT 160AF 3P 25KA 415VAC TMF | Breaker_Material | RAWMATERIAL | TRUE | FALSE |  |  | LV-BREAKER-MATERIAL-KBT | [9 empty] | TER MCCB 20AT 160AF 3P 25KA 415VAC TMF
BO3417 | BO3417 | TER MCCB 16AT 160AF 4P 25KA 415VAC TMF | Breaker_Material | RAWMATERIAL | TRUE | FALSE |  |  | LV-BREAKER-MATERIAL-KBT | [9 empty] | TER MCCB 16AT 160AF 4P 25KA 415VAC TMF
1076273 | 1076273 | TER MCCB 16AT 160AF 3P 25KA 415VAC TMF | Breaker_Material | RAWMATERIAL | TRUE | FALSE |  |  | LV-BREAKER-MATERIAL-KBT | [9 empty] | TER MCCB 16AT 160AF 3P 25KA 415VAC TMF
BO3427 | BO3427 | TER MCCB 160AT 160AF 4P 25KA 415VAC TMF | Breaker_Material | RAWMATERIAL | TRUE | FALSE |  |  | LV-BREAKER-MATERIAL-KBT | [9 empty] | TER MCCB 160AT 160AF 4P 25KA 415VAC TMF
1064646 | 1064646 | TER MCCB 160AT 160AF 3P 25KA 415VAC TMF | Breaker_Material | RAWMATERIAL | TRUE | FALSE |  |  | LV-BREAKER-MATERIAL-KBT | [9 empty] | TER MCCB 160AT 160AF 3P 25KA 415VAC TMF
BO3426 | BO3426 | TER MCCB 125AT 160AF 4P 25KA 415VAC TMF | Breaker_Material | RAWMATERIAL | TRUE | FALSE |  |  | LV-BREAKER-MATERIAL-KBT | [9 empty] | TER MCCB 125AT 160AF 4P 25KA 415VAC TMF
1064643 | 1064643 | TER MCCB 125AT 160AF 3P 25KA 415VAC TMF | Breaker_Material | RAWMATERIAL | TRUE | FALSE |  |  | LV-BREAKER-MATERIAL-KBT | [9 empty] | TER MCCB 125AT 160AF 3P 25KA 415VAC TMF
BO3425 | BO3425 | TER MCCB 100AT 160AF 4P 25KA 415VAC TMF | Breaker_Material | RAWMATERIAL | TRUE | FALSE |  |  | LV-BREAKER-MATERIAL-KBT | [9 empty] | TER MCCB 100AT 160AF 4P 25KA 415VAC TMF
1064637 | 1064637 | TER MCCB 100AT 160AF 3P 25KA 415VAC TMF | Breaker_Material | RAWMATERIAL | TRUE | FALSE |  |  | LV-BREAKER-MATERIAL-KBT | [9 empty] | TER MCCB 100AT 160AF 3P 25KA 415VAC TMF
1151585 | 1151585 | TER MCCB 63AT 160AF 4P 36KA 415VAC TMA | Breaker_Material | RAWMATERIAL | TRUE | FALSE |  |  | LV-BREAKER-MATERIAL-KBT | [9 empty] | TER MCCB 63AT 160AF 4P 36KA 415VAC TMA
1151586 | 1151586 | TER MCCB 63AT 160AF 4P 36KA 415VAC MA JP | Breaker_Material | RAWMATERIAL | TRUE | FALSE |  |  | LV-BREAKER-MATERIAL-KBT | [9 empty] | TER MCCB 63AT 160AF 4P 36KA 415VAC MA JP
1110301 | 1110301 | TER MCCB 63AT 160AF 3P 36KA 415VAC TMA | Breaker_Material | RAWMATERIAL | TRUE | FALSE |  |  | LV-BREAKER-MATERIAL-KBT | [9 empty] | TER MCCB 63AT 160AF 3P 36KA 415VAC TMA
1151587 | 1151587 | TER MCCB 63AT 160AF 3P 36KA 415VAC MA JP | Breaker_Material | RAWMATERIAL | TRUE | FALSE |  |  | LV-BREAKER-MATERIAL-KBT | [9 empty] | TER MCCB 63AT 160AF 3P 36KA 415VAC MA JP
1151588 | 1151588 | TER MCCB 50AT 160AF 4P 36KA 415VAC TMA | Breaker_Material | RAWMATERIAL | TRUE | FALSE |  |  | LV-BREAKER-MATERIAL-KBT | [9 empty] | TER MCCB 50AT 160AF 4P 36KA 415VAC TMA
1151589 | 1151589 | TER MCCB 50AT 160AF 4P 36KA 415VAC MA JP | Breaker_Material | RAWMATERIAL | TRUE | FALSE |  |  | LV-BREAKER-MATERIAL-KBT | [9 empty] | TER MCCB 50AT 160AF 4P 36KA 415VAC MA JP
1110300 | 1110300 | TER MCCB 50AT 160AF 3P 36KA 415VAC TMA | Breaker_Material | RAWMATERIAL | TRUE | FALSE |  |  | LV-BREAKER-MATERIAL-KBT | [9 empty] | TER MCCB 50AT 160AF 3P 36KA 415VAC TMA
1151590 | 1151590 | TER MCCB 50AT 160AF 3P 36KA 415VAC MA JP | Breaker_Material | RAWMATERIAL | TRUE | FALSE |  |  | LV-BREAKER-MATERIAL-KBT | [9 empty] | TER MCCB 50AT 160AF 3P 36KA 415VAC MA JP
1151591 | 1151591 | TER MCCB 32AT 160AF 4P 30KA 415VAC TMA | Breaker_Material | RAWMATERIAL | TRUE | FALSE |  |  | LV-BREAKER-MATERIAL-KBT | [9 empty] | TER MCCB 32AT 160AF 4P 30KA 415VAC TMA
1151592 | 1151592 | TER MCCB 32AT 160AF 4P 30KA 415VAC MA JP | Breaker_Material | RAWMATERIAL | TRUE | FALSE |  |  | LV-BREAKER-MATERIAL-KBT | [9 empty] | TER MCCB 32AT 160AF 4P 30KA 415VAC MA JP
1151593 | 1151593 | TER MCCB 32AT 160AF 3P 30KA 415VAC TMA | Breaker_Material | RAWMATERIAL | TRUE | FALSE |  |  | LV-BREAKER-MATERIAL-KBT | [9 empty] | TER MCCB 32AT 160AF 3P 30KA 415VAC TMA
1151594 | 1151594 | TER MCCB 32AT 160AF 3P 30KA 415VAC MA JP | Breaker_Material | RAWMATERIAL | TRUE | FALSE |  |  | LV-BREAKER-MATERIAL-KBT | [9 empty] | TER MCCB 32AT 160AF 3P 30KA 415VAC MA JP
1151595 | 1151595 | TER MCCB 20AT 160AF 4P 30KA 415VAC TMA | Breaker_Material | RAWMATERIAL | TRUE | FALSE |  |  | LV-BREAKER-MATERIAL-KBT | [9 empty] | TER MCCB 20AT 160AF 4P 30KA 415VAC TMA
1151596 | 1151596 | TER MCCB 20AT 160AF 4P 30KA 415VAC MA JP | Breaker_Material | RAWMATERIAL | TRUE | FALSE |  |  | LV-BREAKER-MATERIAL-KBT | [9 empty] | TER MCCB 20AT 160AF 4P 30KA 415VAC MA JP
1151597 | 1151597 | TER MCCB 20AT 160AF 3P 30KA 415VAC TMA | Breaker_Material | RAWMATERIAL | TRUE | FALSE |  |  | LV-BREAKER-MATERIAL-KBT | [9 empty] | TER MCCB 20AT 160AF 3P 30KA 415VAC TMA
1151598 | 1151598 | TER MCCB 20AT 160AF 3P 30KA 415VAC MA JP | Breaker_Material | RAWMATERIAL | TRUE | FALSE |  |  | LV-BREAKER-MATERIAL-KBT | [9 empty] | TER MCCB 20AT 160AF 3P 30KA 415VAC MA JP
1151599 | 1151599 | TER MCCB 160AT160AF 4P 36KA 415VAC MA JP | Breaker_Material | RAWMATERIAL | TRUE | FALSE |  |  | LV-BREAKER-MATERIAL-KBT | [9 empty] | TER MCCB 160AT160AF 4P 36KA 415VAC MA JP
1151600 | 1151600 | TER MCCB 160AT160AF 3P 36KA 415VAC MA JP | Breaker_Material | RAWMATERIAL | TRUE | FALSE |  |  | LV-BREAKER-MATERIAL-KBT | [9 empty] | TER MCCB 160AT160AF 3P 36KA 415VAC MA JP
1151601 | 1151601 | TER MCCB 160AT 160AF 4P 36KA 415VAC TMA | Breaker_Material | RAWMATERIAL | TRUE | FALSE |  |  | LV-BREAKER-MATERIAL-KBT | [9 empty] | TER MCCB 160AT 160AF 4P 36KA 415VAC TMA
1110304 | 1110304 | TER MCCB 160AT 160AF 3P 36KA 415VAC TMA | Breaker_Material | RAWMATERIAL | TRUE | FALSE |  |  | LV-BREAKER-MATERIAL-KBT | [9 empty] | TER MCCB 160AT 160AF 3P 36KA 415VAC TMA
1151602 | 1151602 | TER MCCB 125AT160AF 4P 36KA 415VAC MA JP | Breaker_Material | RAWMATERIAL | TRUE | FALSE |  |  | LV-BREAKER-MATERIAL-KBT | [9 empty] | TER MCCB 125AT160AF 4P 36KA 415VAC MA JP
1151603 | 1151603 | TER MCCB 125AT160AF 3P 36KA 415VAC MA JP | Breaker_Material | RAWMATERIAL | TRUE | FALSE |  |  | LV-BREAKER-MATERIAL-KBT | [9 empty] | TER MCCB 125AT160AF 3P 36KA 415VAC MA JP
1151604 | 1151604 | TER MCCB 125AT 160AF 4P 36KA 415VAC TMA | Breaker_Material | RAWMATERIAL | TRUE | FALSE |  |  | LV-BREAKER-MATERIAL-KBT | [9 empty] | TER MCCB 125AT 160AF 4P 36KA 415VAC TMA
1110303-J | 1110303-J | TER MCCB 125AT 160AF 3P 36KA 415VAC TMA | Breaker_Material | RAWMATERIAL | TRUE | FALSE |  |  | LV-BREAKER-MATERIAL-KBT | [9 empty] | TER MCCB 125AT 160AF 3P 36KA 415VAC TMA
1151605 | 1151605 | TER MCCB 100AT160AF 4P 36KA 415VAC MA JP | Breaker_Material | RAWMATERIAL | TRUE | FALSE |  |  | LV-BREAKER-MATERIAL-KBT | [9 empty] | TER MCCB 100AT160AF 4P 36KA 415VAC MA JP
1151606 | 1151606 | TER MCCB 100AT160AF 3P 36KA 415VAC MA JP | Breaker_Material | RAWMATERIAL | TRUE | FALSE |  |  | LV-BREAKER-MATERIAL-KBT | [9 empty] | TER MCCB 100AT160AF 3P 36KA 415VAC MA JP
1151607 | 1151607 | TER MCCB 100AT 160AF 4P 36KA 415VAC TMA | Breaker_Material | RAWMATERIAL | TRUE | FALSE |  |  | LV-BREAKER-MATERIAL-KBT | [9 empty] | TER MCCB 100AT 160AF 4P 36KA 415VAC TMA
1110302 | 1110302 | TER MCCB 100AT 160AF 3P 36KA 415VAC TMA | Breaker_Material | RAWMATERIAL | TRUE | FALSE |  |  | LV-BREAKER-MATERIAL-KBT | [9 empty] | TER MCCB 100AT 160AF 3P 36KA 415VAC TMA
1070723-J | 1070723-J | TER MCCB 80AT 160AF 1P 25KA 240V TMF JP | Breaker_Material | RAWMATERIAL | TRUE | FALSE |  |  | LV-BREAKER-MATERIAL-KBT | [9 empty] | TER MCCB 80AT 160AF 1P 25KA 240V TMF JP
1070719-J | 1070719-J | TER MCCB 63AT 160AF 1P 25KA 240V TMF JP | Breaker_Material | RAWMATERIAL | TRUE | FALSE |  |  | LV-BREAKER-MATERIAL-KBT | [9 empty] | TER MCCB 63AT 160AF 1P 25KA 240V TMF JP
1070718-J | 1070718-J | TER MCCB 50AT 160AF 1P 25KA 240V TMF JP | Breaker_Material | RAWMATERIAL | TRUE | FALSE |  |  | LV-BREAKER-MATERIAL-KBT | [9 empty] | TER MCCB 50AT 160AF 1P 25KA 240V TMF JP
1070724-J | 1070724-J | TER MCCB 40AT 160AF 1P 25KA 240V TMF JP | Breaker_Material | RAWMATERIAL | TRUE | FALSE |  |  | LV-BREAKER-MATERIAL-KBT | [9 empty] | TER MCCB 40AT 160AF 1P 25KA 240V TMF JP
1070721-J | 1070721-J | TER MCCB 32AT 160AF 1P 25KA 240V TMF JP | Breaker_Material | RAWMATERIAL | TRUE | FALSE |  |  | LV-BREAKER-MATERIAL-KBT | [9 empty] | TER MCCB 32AT 160AF 1P 25KA 240V TMF JP
1074375-J | 1074375-J | TER MCCB 25AT 160AF 1P 25KA 240V TMF JP | Breaker_Material | RAWMATERIAL | TRUE | FALSE |  |  | LV-BREAKER-MATERIAL-KBT | [9 empty] | TER MCCB 25AT 160AF 1P 25KA 240V TMF JP
1151608 | 1151608 | TER MCCB 250AT 250AF 4P 70KA 415VAC AN | Breaker_Material | RAWMATERIAL | TRUE | FALSE |  |  | LV-BREAKER-MATERIAL-KBT | [9 empty] | TER MCCB 250AT 250AF 4P 70KA 415VAC AN
1149485 | 1149485 | TER MCCB 250AT 250AF 4P 70KA 415VAC A JP | Breaker_Material | RAWMATERIAL | TRUE | FALSE |  |  | LV-BREAKER-MATERIAL-KBT | [9 empty] | TER MCCB 250AT 250AF 4P 70KA 415VAC A JP
1151609 | 1151609 | TER MCCB 250AT 250AF 4P 70KA 415VAC APN | Breaker_Material | RAWMATERIAL | TRUE | FALSE |  |  | LV-BREAKER-MATERIAL-KBT | [9 empty] | TER MCCB 250AT 250AF 4P 70KA 415VAC APN
1151610 | 1151610 | TER MCCB 250AT 250AF 4P 70KA 415V AP JP | Breaker_Material | RAWMATERIAL | TRUE | FALSE |  |  | LV-BREAKER-MATERIAL-KBT | [9 empty] | TER MCCB 250AT 250AF 4P 70KA 415V AP JP
1070725-J | 1070725-J | TER MCCB 20AT 160AF 1P 25KA 240V TMF JP | Breaker_Material | RAWMATERIAL | TRUE | FALSE |  |  | LV-BREAKER-MATERIAL-KBT | [9 empty] | TER MCCB 20AT 160AF 1P 25KA 240V TMF JP
1070722-J | 1070722-J | TER MCCB 16AT 160AF 1P 25KA 240V TMF JP | Breaker_Material | RAWMATERIAL | TRUE | FALSE |  |  | LV-BREAKER-MATERIAL-KBT | [9 empty] | TER MCCB 16AT 160AF 1P 25KA 240V TMF JP
1128700-J | 1128700-J | TER MCCB 160AT 160AF 1P 25KA 240V TMF JP | Breaker_Material | RAWMATERIAL | TRUE | FALSE |  |  | LV-BREAKER-MATERIAL-KBT | [9 empty] | TER MCCB 160AT 160AF 1P 25KA 240V TMF JP
1151141 | 1151141 | TER MCCB 125AT 250AF 4P 70KA 415VAC ACN | Breaker_Material | RAWMATERIAL | TRUE | FALSE |  |  | LV-BREAKER-MATERIAL-KBT | [9 empty] | TER MCCB 125AT 250AF 4P 70KA 415VAC ACN
1151142 | 1151142 | TER MCCB 125AT 250AF 4P 70KA 415VAC A JP | Breaker_Material | RAWMATERIAL | TRUE | FALSE |  |  | LV-BREAKER-MATERIAL-KBT | [9 empty] | TER MCCB 125AT 250AF 4P 70KA 415VAC A JP
1151143 | 1151143 | TER MCCB 125AT 250AF 3P 70KA 415V ACPZ | Breaker_Material | RAWMATERIAL | TRUE | FALSE |  |  | LV-BREAKER-MATERIAL-KBT | [9 empty] | TER MCCB 125AT 250AF 3P 70KA 415V ACPZ
1074368-J | 1074368-J | TER MCCB 125AT 160AF 1P 25KA 240V TMF JP | Breaker_Material | RAWMATERIAL | TRUE | FALSE |  |  | LV-BREAKER-MATERIAL-KBT | [9 empty] | TER MCCB 125AT 160AF 1P 25KA 240V TMF JP
1073806-J | 1073806-J | TER MCCB 100AT 160AF 1P 25KA 240V TMF JP | Breaker_Material | RAWMATERIAL | TRUE | FALSE |  |  | LV-BREAKER-MATERIAL-KBT | [9 empty] | TER MCCB 100AT 160AF 1P 25KA 240V TMF JP
1151611 | 1151611 | TER MCCB 63AT 160AF 4P 65KA 415VAC TMA | Breaker_Material | RAWMATERIAL | TRUE | FALSE |  |  | LV-BREAKER-MATERIAL-KBT | [9 empty] | TER MCCB 63AT 160AF 4P 65KA 415VAC TMA
1151353 | 1151353 | TER MCCB 63AT 160AF 4P 65KA 415VAC MA JP | Breaker_Material | RAWMATERIAL | TRUE | FALSE |  |  | LV-BREAKER-MATERIAL-KBT | [9 empty] | TER MCCB 63AT 160AF 4P 65KA 415VAC MA JP
1151354 | 1151354 | TER MCCB 63AT 160AF 3P 65KA 415VAC TMA | Breaker_Material | RAWMATERIAL | TRUE | FALSE |  |  | LV-BREAKER-MATERIAL-KBT | [9 empty] | TER MCCB 63AT 160AF 3P 65KA 415VAC TMA
1151355 | 1151355 | TER MCCB 63AT 160AF 3P 65KA 415VAC MA JP | Breaker_Material | RAWMATERIAL | TRUE | FALSE |  |  | LV-BREAKER-MATERIAL-KBT | [9 empty] | TER MCCB 63AT 160AF 3P 65KA 415VAC MA JP
1151356 | 1151356 | TER MCCB 50AT 160AF 4P 65KA 415VAC TMA | Breaker_Material | RAWMATERIAL | TRUE | FALSE |  |  | LV-BREAKER-MATERIAL-KBT | [9 empty] | TER MCCB 50AT 160AF 4P 65KA 415VAC TMA
1151357 | 1151357 | TER MCCB 50AT 160AF 4P 65KA 415V MA JP | Breaker_Material | RAWMATERIAL | TRUE | FALSE |  |  | LV-BREAKER-MATERIAL-KBT | [9 empty] | TER MCCB 50AT 160AF 4P 65KA 415V MA JP
1151358 | 1151358 | TER MCCB 50AT 160AF 3P 65KA 415VAC TMA | Breaker_Material | RAWMATERIAL | TRUE | FALSE |  |  | LV-BREAKER-MATERIAL-KBT | [9 empty] | TER MCCB 50AT 160AF 3P 65KA 415VAC TMA
1151359 | 1151359 | TER MCCB 50AT 160AF 3P 65KA 415VAC MA JP | Breaker_Material | RAWMATERIAL | TRUE | FALSE |  |  | LV-BREAKER-MATERIAL-KBT | [9 empty] | TER MCCB 50AT 160AF 3P 65KA 415VAC MA JP
1151360 | 1151360 | TER MCCB 160AT 160AF 4P 65KA 415VAC TMA | Breaker_Material | RAWMATERIAL | TRUE | FALSE |  |  | LV-BREAKER-MATERIAL-KBT | [9 empty] | TER MCCB 160AT 160AF 4P 65KA 415VAC TMA
1151361 | 1151361 | TER MCCB 160AT 160AF 4P 65KA 415V MA JP | Breaker_Material | RAWMATERIAL | TRUE | FALSE |  |  | LV-BREAKER-MATERIAL-KBT | [9 empty] | TER MCCB 160AT 160AF 4P 65KA 415V MA JP
1150749 | 1150749 | TER MCCB 160AT 160AF 3P 65KA 415VAC TMA | Breaker_Material | RAWMATERIAL | TRUE | FALSE |  |  | LV-BREAKER-MATERIAL-KBT | [9 empty] | TER MCCB 160AT 160AF 3P 65KA 415VAC TMA
1151362 | 1151362 | TER MCCB 160AT 160AF 3P 65KA 415V MA JP | Breaker_Material | RAWMATERIAL | TRUE | FALSE |  |  | LV-BREAKER-MATERIAL-KBT | [9 empty] | TER MCCB 160AT 160AF 3P 65KA 415V MA JP
1151363 | 1151363 | TER MCCB 125AT 160AF 4P 65KA 415VAC TMA | Breaker_Material | RAWMATERIAL | TRUE | FALSE |  |  | LV-BREAKER-MATERIAL-KBT | [9 empty] | TER MCCB 125AT 160AF 4P 65KA 415VAC TMA
1151364 | 1151364 | TER MCCB 125AT 160AF 4P 65KA 415V MA JP | Breaker_Material | RAWMATERIAL | TRUE | FALSE |  |  | LV-BREAKER-MATERIAL-KBT | [9 empty] | TER MCCB 125AT 160AF 4P 65KA 415V MA JP
1151365 | 1151365 | TER MCCB 125AT 160AF 3P 65KA 415VAC TMA | Breaker_Material | RAWMATERIAL | TRUE | FALSE |  |  | LV-BREAKER-MATERIAL-KBT | [9 empty] | TER MCCB 125AT 160AF 3P 65KA 415VAC TMA
1151366 | 1151366 | TER MCCB 125AT 160AF 3P 65KA 415V MA JP | Breaker_Material | RAWMATERIAL | TRUE | FALSE |  |  | LV-BREAKER-MATERIAL-KBT | [9 empty] | TER MCCB 125AT 160AF 3P 65KA 415V MA JP
1151367 | 1151367 | TER MCCB 100AT 160AF 4P 65KA 415VAC TMA | Breaker_Material | RAWMATERIAL | TRUE | FALSE |  |  | LV-BREAKER-MATERIAL-KBT | [9 empty] | TER MCCB 100AT 160AF 4P 65KA 415VAC TMA
1151368 | 1151368 | TER MCCB 100AT 160AF 4P 65KA 415V MA JP | Breaker_Material | RAWMATERIAL | TRUE | FALSE |  |  | LV-BREAKER-MATERIAL-KBT | [9 empty] | TER MCCB 100AT 160AF 4P 65KA 415V MA JP
1151369 | 1151369 | TER MCCB 100AT 160AF 3P 65KA 415VAC TMA | Breaker_Material | RAWMATERIAL | TRUE | FALSE |  |  | LV-BREAKER-MATERIAL-KBT | [9 empty] | TER MCCB 100AT 160AF 3P 65KA 415VAC TMA
1151370 | 1151370 | TER MCCB 100AT 160AF 3P 65KA 415V MA JP | Breaker_Material | RAWMATERIAL | TRUE | FALSE |  |  | LV-BREAKER-MATERIAL-KBT | [9 empty] | TER MCCB 100AT 160AF 3P 65KA 415V MA JP
1151144 | 1151144 | TER MCCB 1600T 1600F 4P 50KA 415V APN RC | Breaker_Material | RAWMATERIAL | TRUE | FALSE |  |  | LV-BREAKER-MATERIAL-KBT | [9 empty] | TER MCCB 1600T 1600F 4P 50KA 415V APN RC
1151145 | 1151145 | TER MCCB 1600T 1600F 4P 50KA 415V AGN RC | Breaker_Material | RAWMATERIAL | TRUE | FALSE |  |  | LV-BREAKER-MATERIAL-KBT | [9 empty] | TER MCCB 1600T 1600F 4P 50KA 415V AGN RC
1151146 | 1151146 | TER MCCB 1600T 1600AF 4P 50KA 415V AP RC | Breaker_Material | RAWMATERIAL | TRUE | FALSE |  |  | LV-BREAKER-MATERIAL-KBT | [9 empty] | TER MCCB 1600T 1600AF 4P 50KA 415V AP RC
1151147 | 1151147 | TER MCCB 1600T 1600AF 4P 50KA 415V AN RC | Breaker_Material | RAWMATERIAL | TRUE | FALSE |  |  | LV-BREAKER-MATERIAL-KBT | [9 empty] | TER MCCB 1600T 1600AF 4P 50KA 415V AN RC
1151148 | 1151148 | TER MCCB 1600T 1600AF 3P 50KA 415V AP RC | Breaker_Material | RAWMATERIAL | TRUE | FALSE |  |  | LV-BREAKER-MATERIAL-KBT | [9 empty] | TER MCCB 1600T 1600AF 3P 50KA 415V AP RC
1151371 | 1151371 | TER MCCB 1600AT 1600AF 4P 50KA 415V APN | Breaker_Material | RAWMATERIAL | TRUE | FALSE |  |  | LV-BREAKER-MATERIAL-KBT | [9 empty] | TER MCCB 1600AT 1600AF 4P 50KA 415V APN
1151372 | 1151372 | TER MCCB 1600AT 1600AF 4P 50KA 415V APGN | Breaker_Material | RAWMATERIAL | TRUE | FALSE |  |  | LV-BREAKER-MATERIAL-KBT | [9 empty] | TER MCCB 1600AT 1600AF 4P 50KA 415V APGN
1151373 | 1151373 | TER MCCB 1600AT 1600AF 4P 50KA 415V AP | Breaker_Material | RAWMATERIAL | TRUE | FALSE |  |  | LV-BREAKER-MATERIAL-KBT | [9 empty] | TER MCCB 1600AT 1600AF 4P 50KA 415V AP
1151374 | 1151374 | TER MCCB 1600AT 1600AF 4P 50KA 415V AN | Breaker_Material | RAWMATERIAL | TRUE | FALSE |  |  | LV-BREAKER-MATERIAL-KBT | [9 empty] | TER MCCB 1600AT 1600AF 4P 50KA 415V AN
1124930 | 1124930 | TER MCCB 1600AT 1600AF 4P 50KA 415V AGN | Breaker_Material | RAWMATERIAL | TRUE | FALSE |  |  | LV-BREAKER-MATERIAL-KBT | [9 empty] | TER MCCB 1600AT 1600AF 4P 50KA 415V AGN
1151375 | 1151375 | TER MCCB 1600AT 1600AF 4P 50KA 415V A RC | Breaker_Material | RAWMATERIAL | TRUE | FALSE |  |  | LV-BREAKER-MATERIAL-KBT | [9 empty] | TER MCCB 1600AT 1600AF 4P 50KA 415V A RC
1143504 | 1143504 | TER MCCB 1600AT 1600AF 4P 50KA 415V A | Breaker_Material | RAWMATERIAL | TRUE | FALSE |  |  | LV-BREAKER-MATERIAL-KBT | [9 empty] | TER MCCB 1600AT 1600AF 4P 50KA 415V A
1151149 | 1151149 | TER MCCB 1600AT 1600AF 3P 50KA 415V APG RC | Breaker_Material | RAWMATERIAL | TRUE | FALSE |  |  | LV-BREAKER-MATERIAL-KBT | [9 empty] | TER MCCB 1600AT 1600AF 3P 50KA 415V APG RC
1151376 | 1151376 | TER MCCB 1600AT 1600AF 3P 50KA 415V APG | Breaker_Material | RAWMATERIAL | TRUE | FALSE |  |  | LV-BREAKER-MATERIAL-KBT | [9 empty] | TER MCCB 1600AT 1600AF 3P 50KA 415V APG
1151377 | 1151377 | TER MCCB 1600AT 1600AF 3P 50KA 415V AP | Breaker_Material | RAWMATERIAL | TRUE | FALSE |  |  | LV-BREAKER-MATERIAL-KBT | [9 empty] | TER MCCB 1600AT 1600AF 3P 50KA 415V AP
1151150 | 1151150 | TER MCCB 1600AT 1600AF 3P 50KA 415V AG RC | Breaker_Material | RAWMATERIAL | TRUE | FALSE |  |  | LV-BREAKER-MATERIAL-KBT | [9 empty] | TER MCCB 1600AT 1600AF 3P 50KA 415V AG RC
1090285 | 1090285 | TER MCCB 1600AT 1600AF 3P 50KA 415V AG | Breaker_Material | RAWMATERIAL | TRUE | FALSE |  |  | LV-BREAKER-MATERIAL-KBT | [9 empty] | TER MCCB 1600AT 1600AF 3P 50KA 415V AG
1151378 | 1151378 | TER MCCB 1600AT 1600AF 3P 50KA 415V A RC | Breaker_Material | RAWMATERIAL | TRUE | FALSE |  |  | LV-BREAKER-MATERIAL-KBT | [9 empty] | TER MCCB 1600AT 1600AF 3P 50KA 415V A RC
1077291 | 1077291 | TER MCCB 1600AT 1600AF 3P 50KA 415V A | Breaker_Material | RAWMATERIAL | TRUE | FALSE |  |  | LV-BREAKER-MATERIAL-KBT | [9 empty] | TER MCCB 1600AT 1600AF 3P 50KA 415V A
1151151 | 1151151 | TER MCCB 1600A 4P 50KA 415V APGN RC | Breaker_Material | RAWMATERIAL | TRUE | FALSE |  |  | LV-BREAKER-MATERIAL-KBT | [9 empty] | TER MCCB 1600A 4P 50KA 415V APGN RC
1151152 | 1151152 | TER MCCB 1600T 1600F 4P 85KA 415V APN RC | Breaker_Material | RAWMATERIAL | TRUE | FALSE |  |  | LV-BREAKER-MATERIAL-KBT | [9 empty] | TER MCCB 1600T 1600F 4P 85KA 415V APN RC
1151153 | 1151153 | TER MCCB 1600T 1600F 4P 85KA 415V AGN RC | Breaker_Material | RAWMATERIAL | TRUE | FALSE |  |  | LV-BREAKER-MATERIAL-KBT | [9 empty] | TER MCCB 1600T 1600F 4P 85KA 415V AGN RC
1151154 | 1151154 | TER MCCB 1600T 1600F 3P 85KA 415V APG RC | Breaker_Material | RAWMATERIAL | TRUE | FALSE |  |  | LV-BREAKER-MATERIAL-KBT | [9 empty] | TER MCCB 1600T 1600F 3P 85KA 415V APG RC
1151155 | 1151155 | TER MCCB 1600T 1600AF 4P 85KA 415V AP RC | Breaker_Material | RAWMATERIAL | TRUE | FALSE |  |  | LV-BREAKER-MATERIAL-KBT | [9 empty] | TER MCCB 1600T 1600AF 4P 85KA 415V AP RC
1151156 | 1151156 | TER MCCB 1600T 1600AF 4P 85KA 415V AN RC | Breaker_Material | RAWMATERIAL | TRUE | FALSE |  |  | LV-BREAKER-MATERIAL-KBT | [9 empty] | TER MCCB 1600T 1600AF 4P 85KA 415V AN RC
1151157 | 1151157 | TER MCCB 1600T 1600AF 3P 85KA 415V AP RC | Breaker_Material | RAWMATERIAL | TRUE | FALSE |  |  | LV-BREAKER-MATERIAL-KBT | [9 empty] | TER MCCB 1600T 1600AF 3P 85KA 415V AP RC
1151158 | 1151158 | TER MCCB 1600T 1600AF 3P 85KA 415V AG RC | Breaker_Material | RAWMATERIAL | TRUE | FALSE |  |  | LV-BREAKER-MATERIAL-KBT | [9 empty] | TER MCCB 1600T 1600AF 3P 85KA 415V AG RC
1151159 | 1151159 | TER MCCB 1600AT 1600AF 4P 85KA 415V APN | Breaker_Material | RAWMATERIAL | TRUE | FALSE |  |  | LV-BREAKER-MATERIAL-KBT | [9 empty] | TER MCCB 1600AT 1600AF 4P 85KA 415V APN
1151160 | 1151160 | TER MCCB 1600AT 1600AF 4P 85KA 415V APGN | Breaker_Material | RAWMATERIAL | TRUE | FALSE |  |  | LV-BREAKER-MATERIAL-KBT | [9 empty] | TER MCCB 1600AT 1600AF 4P 85KA 415V APGN
1151379 | 1151379 | TER MCCB 1600AT 1600AF 4P 85KA 415V AP | Breaker_Material | RAWMATERIAL | TRUE | FALSE |  |  | LV-BREAKER-MATERIAL-KBT | [9 empty] | TER MCCB 1600AT 1600AF 4P 85KA 415V AP
1151380 | 1151380 | TER MCCB 1600AT 1600AF 4P 85KA 415V AN | Breaker_Material | RAWMATERIAL | TRUE | FALSE |  |  | LV-BREAKER-MATERIAL-KBT | [9 empty] | TER MCCB 1600AT 1600AF 4P 85KA 415V AN
1143505 | 1143505 | TER MCCB 1600AT 1600AF 4P 85KA 415V AGN | Breaker_Material | RAWMATERIAL | TRUE | FALSE |  |  | LV-BREAKER-MATERIAL-KBT | [9 empty] | TER MCCB 1600AT 1600AF 4P 85KA 415V AGN
1151381 | 1151381 | TER MCCB 1600AT 1600AF 4P 85KA 415V A RC | Breaker_Material | RAWMATERIAL | TRUE | FALSE |  |  | LV-BREAKER-MATERIAL-KBT | [9 empty] | TER MCCB 1600AT 1600AF 4P 85KA 415V A RC
1055991 | 1055991 | TER MCCB 1600AT 1600AF 4P 85KA 415V A | Breaker_Material | RAWMATERIAL | TRUE | FALSE |  |  | LV-BREAKER-MATERIAL-KBT | [9 empty] | TER MCCB 1600AT 1600AF 4P 85KA 415V A
1151382 | 1151382 | TER MCCB 1600AT 1600AF 3P 85KA 415V APG | Breaker_Material | RAWMATERIAL | TRUE | FALSE |  |  | LV-BREAKER-MATERIAL-KBT | [9 empty] | TER MCCB 1600AT 1600AF 3P 85KA 415V APG
1151383 | 1151383 | TER MCCB 1600AT 1600AF 3P 85KA 415V AP | Breaker_Material | RAWMATERIAL | TRUE | FALSE |  |  | LV-BREAKER-MATERIAL-KBT | [9 empty] | TER MCCB 1600AT 1600AF 3P 85KA 415V AP
1151384 | 1151384 | TER MCCB 1600AT 1600AF 3P 85KA 415V AG | Breaker_Material | RAWMATERIAL | TRUE | FALSE |  |  | LV-BREAKER-MATERIAL-KBT | [9 empty] | TER MCCB 1600AT 1600AF 3P 85KA 415V AG
1151385 | 1151385 | TER MCCB 1600AT 1600AF 3P 85KA 415V A RC | Breaker_Material | RAWMATERIAL | TRUE | FALSE |  |  | LV-BREAKER-MATERIAL-KBT | [9 empty] | TER MCCB 1600AT 1600AF 3P 85KA 415V A RC
1055990 | 1055990 | TER MCCB 1600AT 1600AF 3P 85KA 415V A | Breaker_Material | RAWMATERIAL | TRUE | FALSE |  |  | LV-BREAKER-MATERIAL-KBT | [9 empty] | TER MCCB 1600AT 1600AF 3P 85KA 415V A
1151161 | 1151161 | TER MCCB 1600A 4P 85KA 415V APGN RC | Breaker_Material | RAWMATERIAL | TRUE | FALSE |  |  | LV-BREAKER-MATERIAL-KBT | [9 empty] | TER MCCB 1600A 4P 85KA 415V APGN RC
1139338-J | 1139338-J | TER MCCB 63AT 125AF 4P 36KA 415V TMD JP | Breaker_Material | RAWMATERIAL | TRUE | FALSE |  |  | LV-BREAKER-MATERIAL-KBT | [9 empty] | TER MCCB 63AT 125AF 4P 36KA 415V TMD JP
1151386 | 1151386 | TER MCCB 63AT 125AF 4P 36KA 415V MA JP | Breaker_Material | RAWMATERIAL | TRUE | FALSE |  |  | LV-BREAKER-MATERIAL-KBT | [9 empty] | TER MCCB 63AT 125AF 4P 36KA 415V MA JP
1090208-J | 1090208-J | TER MCCB 63AT 125AF 3P 36KA 415V TMD JP | Breaker_Material | RAWMATERIAL | TRUE | FALSE |  |  | LV-BREAKER-MATERIAL-KBT | [9 empty] | TER MCCB 63AT 125AF 3P 36KA 415V TMD JP
1074380-J | 1074380-J | TER MCCB 63AT 125AF 3P 36KA 415V MA JP | Breaker_Material | RAWMATERIAL | TRUE | FALSE |  |  | LV-BREAKER-MATERIAL-KBT | [9 empty] | TER MCCB 63AT 125AF 3P 36KA 415V MA JP
1139337-J | 1139337-J | TER MCCB 50AT 125AF 4P 36KA 415V TMD JP | Breaker_Material | RAWMATERIAL | TRUE | FALSE |  |  | LV-BREAKER-MATERIAL-KBT | [9 empty] | TER MCCB 50AT 125AF 4P 36KA 415V TMD JP
1151387 | 1151387 | TER MCCB 50AT 125AF 4P 36KA 415V MA JP | Breaker_Material | RAWMATERIAL | TRUE | FALSE |  |  | LV-BREAKER-MATERIAL-KBT | [9 empty] | TER MCCB 50AT 125AF 4P 36KA 415V MA JP
1090207-J | 1090207-J | TER MCCB 50AT 125AF 3P 36KA 415V TMD JP | Breaker_Material | RAWMATERIAL | TRUE | FALSE |  |  | LV-BREAKER-MATERIAL-KBT | [9 empty] | TER MCCB 50AT 125AF 3P 36KA 415V TMD JP
1074381-J | 1074381-J | TER MCCB 50AT 125AF 3P 36KA 415V MA JP | Breaker_Material | RAWMATERIAL | TRUE | FALSE |  |  | LV-BREAKER-MATERIAL-KBT | [9 empty] | TER MCCB 50AT 125AF 3P 36KA 415V MA JP
1139336-J | 1139336-J | TER MCCB 32AT 125AF 4P 36KA 415V TMD JP | Breaker_Material | RAWMATERIAL | TRUE | FALSE |  |  | LV-BREAKER-MATERIAL-KBT | [9 empty] | TER MCCB 32AT 125AF 4P 36KA 415V TMD JP
1151388 | 1151388 | TER MCCB 32AT 125AF 4P 36KA 415V MA JP | Breaker_Material | RAWMATERIAL | TRUE | FALSE |  |  | LV-BREAKER-MATERIAL-KBT | [9 empty] | TER MCCB 32AT 125AF 4P 36KA 415V MA JP
1090209-J | 1090209-J | TER MCCB 32AT 125AF 3P 36KA 415V TMD JP | Breaker_Material | RAWMATERIAL | TRUE | FALSE |  |  | LV-BREAKER-MATERIAL-KBT | [9 empty] | TER MCCB 32AT 125AF 3P 36KA 415V TMD JP
1074382-J | 1074382-J | TER MCCB 32AT 125AF 3P 36KA 415V MA JP | Breaker_Material | RAWMATERIAL | TRUE | FALSE |  |  | LV-BREAKER-MATERIAL-KBT | [9 empty] | TER MCCB 32AT 125AF 3P 36KA 415V MA JP
1139335-J | 1139335-J | TER MCCB 20AT 125AF 4P 36KA 415V TMD JP | Breaker_Material | RAWMATERIAL | TRUE | FALSE |  |  | LV-BREAKER-MATERIAL-KBT | [9 empty] | TER MCCB 20AT 125AF 4P 36KA 415V TMD JP
1151389 | 1151389 | TER MCCB 20AT 125AF 4P 36KA 415V MA JP | Breaker_Material | RAWMATERIAL | TRUE | FALSE |  |  | LV-BREAKER-MATERIAL-KBT | [9 empty] | TER MCCB 20AT 125AF 4P 36KA 415V MA JP
1090206-J | 1090206-J | TER MCCB 20AT 125AF 3P 36KA 415V TMD JP | Breaker_Material | RAWMATERIAL | TRUE | FALSE |  |  | LV-BREAKER-MATERIAL-KBT | [9 empty] | TER MCCB 20AT 125AF 3P 36KA 415V TMD JP
1074383-J | 1074383-J | TER MCCB 20AT 125AF 3P 36KA 415V MA JP | Breaker_Material | RAWMATERIAL | TRUE | FALSE |  |  | LV-BREAKER-MATERIAL-KBT | [9 empty] | TER MCCB 20AT 125AF 3P 36KA 415V MA JP
1139550-J | 1139550-J | TER MCCB 125AT 125AF 4P 36KA 415V TMD JP | Breaker_Material | RAWMATERIAL | TRUE | FALSE |  |  | LV-BREAKER-MATERIAL-KBT | [9 empty] | TER MCCB 125AT 125AF 4P 36KA 415V TMD JP
1151390 | 1151390 | TER MCCB 125AT 125AF 4P 36KA 415V MA JP | Breaker_Material | RAWMATERIAL | TRUE | FALSE |  |  | LV-BREAKER-MATERIAL-KBT | [9 empty] | TER MCCB 125AT 125AF 4P 36KA 415V MA JP
1090247-J | 1090247-J | TER MCCB 125AT 125AF 3P 36KA 415V TMD JP | Breaker_Material | RAWMATERIAL | TRUE | FALSE |  |  | LV-BREAKER-MATERIAL-KBT | [9 empty] | TER MCCB 125AT 125AF 3P 36KA 415V TMD JP
1074378-J | 1074378-J | TER MCCB 125AT 125AF 3P 36KA 415V MA JP | Breaker_Material | RAWMATERIAL | TRUE | FALSE |  |  | LV-BREAKER-MATERIAL-KBT | [9 empty] | TER MCCB 125AT 125AF 3P 36KA 415V MA JP
1139339-J | 1139339-J | TER MCCB 100AT 125AF 4P 36KA 415V TMD JP | Breaker_Material | RAWMATERIAL | TRUE | FALSE |  |  | LV-BREAKER-MATERIAL-KBT | [9 empty] | TER MCCB 100AT 125AF 4P 36KA 415V TMD JP
1151391 | 1151391 | TER MCCB 100AT 125AF 4P 36KA 415V MA JP | Breaker_Material | RAWMATERIAL | TRUE | FALSE |  |  | LV-BREAKER-MATERIAL-KBT | [9 empty] | TER MCCB 100AT 125AF 4P 36KA 415V MA JP
1088048-J | 1088048-J | TER MCCB 100AT 125AF 3P 36KA 415V TMD JP | Breaker_Material | RAWMATERIAL | TRUE | FALSE |  |  | LV-BREAKER-MATERIAL-KBT | [9 empty] | TER MCCB 100AT 125AF 3P 36KA 415V TMD JP
1074379-J | 1074379-J | TER MCCB 100AT 125AF 3P 36KA 415V MA JP | Breaker_Material | RAWMATERIAL | TRUE | FALSE |  |  | LV-BREAKER-MATERIAL-KBT | [9 empty] | TER MCCB 100AT 125AF 3P 36KA 415V MA JP
1049162-J | 1049162-J | TER MCCB 63AT 125AF 4P 65KA 415V TMD JP | Breaker_Material | RAWMATERIAL | TRUE | FALSE |  |  | LV-BREAKER-MATERIAL-KBT | [9 empty] | TER MCCB 63AT 125AF 4P 65KA 415V TMD JP
1151392 | 1151392 | TER MCCB 63AT 125AF 4P 65KA 415V MA JP | Breaker_Material | RAWMATERIAL | TRUE | FALSE |  |  | LV-BREAKER-MATERIAL-KBT | [9 empty] | TER MCCB 63AT 125AF 4P 65KA 415V MA JP
1049151-J | 1049151-J | TER MCCB 63AT 125AF 3P 65KA 415V TMD JP | Breaker_Material | RAWMATERIAL | TRUE | FALSE |  |  | LV-BREAKER-MATERIAL-KBT | [9 empty] | TER MCCB 63AT 125AF 3P 65KA 415V TMD JP
1127837-J | 1127837-J | TER MCCB 63AT 125AF 3P 65KA 415V MA JP | Breaker_Material | RAWMATERIAL | TRUE | FALSE |  |  | LV-BREAKER-MATERIAL-KBT | [9 empty] | TER MCCB 63AT 125AF 3P 65KA 415V MA JP
1049161-J | 1049161-J | TER MCCB 50AT 125AF 4P 65KA 415V TMD JP | Breaker_Material | RAWMATERIAL | TRUE | FALSE |  |  | LV-BREAKER-MATERIAL-KBT | [9 empty] | TER MCCB 50AT 125AF 4P 65KA 415V TMD JP
1151393 | 1151393 | TER MCCB 50AT 125AF 4P 65KA 415V MA JP | Breaker_Material | RAWMATERIAL | TRUE | FALSE |  |  | LV-BREAKER-MATERIAL-KBT | [9 empty] | TER MCCB 50AT 125AF 4P 65KA 415V MA JP
1049150-J | 1049150-J | TER MCCB 50AT 125AF 3P 65KA 415V TMD JP | Breaker_Material | RAWMATERIAL | TRUE | FALSE |  |  | LV-BREAKER-MATERIAL-KBT | [9 empty] | TER MCCB 50AT 125AF 3P 65KA 415V TMD JP
1127836-J | 1127836-J | TER MCCB 50AT 125AF 3P 65KA 415V MA JP | Breaker_Material | RAWMATERIAL | TRUE | FALSE |  |  | LV-BREAKER-MATERIAL-KBT | [9 empty] | TER MCCB 50AT 125AF 3P 65KA 415V MA JP
1065176-J | 1065176-J | TER MCCB 32AT 125AF 4P 65KA 415V TMD JP | Breaker_Material | RAWMATERIAL | TRUE | FALSE |  |  | LV-BREAKER-MATERIAL-KBT | [9 empty] | TER MCCB 32AT 125AF 4P 65KA 415V TMD JP
1151394 | 1151394 | TER MCCB 32AT 125AF 4P 65KA 415V MA JP | Breaker_Material | RAWMATERIAL | TRUE | FALSE |  |  | LV-BREAKER-MATERIAL-KBT | [9 empty] | TER MCCB 32AT 125AF 4P 65KA 415V MA JP
1049116-J | 1049116-J | TER MCCB 32AT 125AF 3P 65KA 415V TMD JP | Breaker_Material | RAWMATERIAL | TRUE | FALSE |  |  | LV-BREAKER-MATERIAL-KBT | [9 empty] | TER MCCB 32AT 125AF 3P 65KA 415V TMD JP
1127835-J | 1127835-J | TER MCCB 32AT 125AF 3P 65KA 415V MA JP | Breaker_Material | RAWMATERIAL | TRUE | FALSE |  |  | LV-BREAKER-MATERIAL-KBT | [9 empty] | TER MCCB 32AT 125AF 3P 65KA 415V MA JP
1056267-J | 1056267-J | TER MCCB 20AT 125AF 4P 65KA 415V TMD JP | Breaker_Material | RAWMATERIAL | TRUE | FALSE |  |  | LV-BREAKER-MATERIAL-KBT | [9 empty] | TER MCCB 20AT 125AF 4P 65KA 415V TMD JP
1151395 | 1151395 | TER MCCB 20AT 125AF 4P 65KA 415V MA JP | Breaker_Material | RAWMATERIAL | TRUE | FALSE |  |  | LV-BREAKER-MATERIAL-KBT | [9 empty] | TER MCCB 20AT 125AF 4P 65KA 415V MA JP
1056268-J | 1056268-J | TER MCCB 20AT 125AF 3P 65KA 415V TMD JP | Breaker_Material | RAWMATERIAL | TRUE | FALSE |  |  | LV-BREAKER-MATERIAL-KBT | [9 empty] | TER MCCB 20AT 125AF 3P 65KA 415V TMD JP
1127834-J | 1127834-J | TER MCCB 20AT 125AF 3P 65KA 415V MA JP | Breaker_Material | RAWMATERIAL | TRUE | FALSE |  |  | LV-BREAKER-MATERIAL-KBT | [9 empty] | TER MCCB 20AT 125AF 3P 65KA 415V MA JP
1049164-J | 1049164-J | TER MCCB 125AT 125AF 4P 65KA 415V TMD JP | Breaker_Material | RAWMATERIAL | TRUE | FALSE |  |  | LV-BREAKER-MATERIAL-KBT | [9 empty] | TER MCCB 125AT 125AF 4P 65KA 415V TMD JP
1151396 | 1151396 | TER MCCB 125AT 125AF 4P 65KA 415V MA JP | Breaker_Material | RAWMATERIAL | TRUE | FALSE |  |  | LV-BREAKER-MATERIAL-KBT | [9 empty] | TER MCCB 125AT 125AF 4P 65KA 415V MA JP
1049153-J | 1049153-J | TER MCCB 125AT 125AF 3P 65KA 415V TMD JP | Breaker_Material | RAWMATERIAL | TRUE | FALSE |  |  | LV-BREAKER-MATERIAL-KBT | [9 empty] | TER MCCB 125AT 125AF 3P 65KA 415V TMD JP
1127838-J | 1127838-J | TER MCCB 125AT 125AF 3P 65KA 415V MA JP | Breaker_Material | RAWMATERIAL | TRUE | FALSE |  |  | LV-BREAKER-MATERIAL-KBT | [9 empty] | TER MCCB 125AT 125AF 3P 65KA 415V MA JP
1049163-J | 1049163-J | TER MCCB 100AT 125AF 4P 65KA 415V TMD JP | Breaker_Material | RAWMATERIAL | TRUE | FALSE |  |  | LV-BREAKER-MATERIAL-KBT | [9 empty] | TER MCCB 100AT 125AF 4P 65KA 415V TMD JP
1151518 | 1151518 | TER MCCB 100AT 125AF 4P 65KA 415V MA JP | Breaker_Material | RAWMATERIAL | TRUE | FALSE |  |  | LV-BREAKER-MATERIAL-KBT | [9 empty] | TER MCCB 100AT 125AF 4P 65KA 415V MA JP
1049152-J | 1049152-J | TER MCCB 100AT 125AF 3P 65KA 415V TMD JP | Breaker_Material | RAWMATERIAL | TRUE | FALSE |  |  | LV-BREAKER-MATERIAL-KBT | [9 empty] | TER MCCB 100AT 125AF 3P 65KA 415V TMD JP
1139167-J | 1139167-J | TER MCCB 100AT 125AF 3P 65KA 415V MA JP | Breaker_Material | RAWMATERIAL | TRUE | FALSE |  |  | LV-BREAKER-MATERIAL-KBT | [9 empty] | TER MCCB 100AT 125AF 3P 65KA 415V MA JP
1151519 | 1151519 | TER MCCB 1250AT 1250AF 4P 50KA 415V APN | Breaker_Material | RAWMATERIAL | TRUE | FALSE |  |  | LV-BREAKER-MATERIAL-KBT | [9 empty] | TER MCCB 1250AT 1250AF 4P 50KA 415V APN
1151520 | 1151520 | TER MCCB 1250AT 1250AF 4P 50KA 415V APGN | Breaker_Material | RAWMATERIAL | TRUE | FALSE |  |  | LV-BREAKER-MATERIAL-KBT | [9 empty] | TER MCCB 1250AT 1250AF 4P 50KA 415V APGN
1151521 | 1151521 | TER MCCB 1250AT 1250AF 4P 50KA 415V AP | Breaker_Material | RAWMATERIAL | TRUE | FALSE |  |  | LV-BREAKER-MATERIAL-KBT | [9 empty] | TER MCCB 1250AT 1250AF 4P 50KA 415V AP
1151522 | 1151522 | TER MCCB 1250AT 1250AF 4P 50KA 415V AN | Breaker_Material | RAWMATERIAL | TRUE | FALSE |  |  | LV-BREAKER-MATERIAL-KBT | [9 empty] | TER MCCB 1250AT 1250AF 4P 50KA 415V AN
1124931 | 1124931 | TER MCCB 1250AT 1250AF 4P 50KA 415V AGN | Breaker_Material | RAWMATERIAL | TRUE | FALSE |  |  | LV-BREAKER-MATERIAL-KBT | [9 empty] | TER MCCB 1250AT 1250AF 4P 50KA 415V AGN
1143502 | 1143502 | TER MCCB 1250AT 1250AF 4P 50KA 415V A | Breaker_Material | RAWMATERIAL | TRUE | FALSE |  |  | LV-BREAKER-MATERIAL-KBT | [9 empty] | TER MCCB 1250AT 1250AF 4P 50KA 415V A
1151523 | 1151523 | TER MCCB 1250AT 1250AF 3P 50KA 415V APG | Breaker_Material | RAWMATERIAL | TRUE | FALSE |  |  | LV-BREAKER-MATERIAL-KBT | [9 empty] | TER MCCB 1250AT 1250AF 3P 50KA 415V APG
1151524 | 1151524 | TER MCCB 1250AT 1250AF 3P 50KA 415V AP | Breaker_Material | RAWMATERIAL | TRUE | FALSE |  |  | LV-BREAKER-MATERIAL-KBT | [9 empty] | TER MCCB 1250AT 1250AF 3P 50KA 415V AP
1090282 | 1090282 | TER MCCB 1250AT 1250AF 3P 50KA 415V AG | Breaker_Material | RAWMATERIAL | TRUE | FALSE |  |  | LV-BREAKER-MATERIAL-KBT | [9 empty] | TER MCCB 1250AT 1250AF 3P 50KA 415V AG
1104327 | 1104327 | TER MCCB 1250AT 1250AF 3P 50KA 415V A | Breaker_Material | RAWMATERIAL | TRUE | FALSE |  |  | LV-BREAKER-MATERIAL-KBT | [9 empty] | TER MCCB 1250AT 1250AF 3P 50KA 415V A
1151525 | 1151525 | TER MCCB 1250AT 1250AF 4P 70KA 415V APN | Breaker_Material | RAWMATERIAL | TRUE | FALSE |  |  | LV-BREAKER-MATERIAL-KBT | [9 empty] | TER MCCB 1250AT 1250AF 4P 70KA 415V APN
1151526 | 1151526 | TER MCCB 1250AT 1250AF 4P 70KA 415V APGN | Breaker_Material | RAWMATERIAL | TRUE | FALSE |  |  | LV-BREAKER-MATERIAL-KBT | [9 empty] | TER MCCB 1250AT 1250AF 4P 70KA 415V APGN
1151527 | 1151527 | TER MCCB 1250AT 1250AF 4P 70KA 415V AP | Breaker_Material | RAWMATERIAL | TRUE | FALSE |  |  | LV-BREAKER-MATERIAL-KBT | [9 empty] | TER MCCB 1250AT 1250AF 4P 70KA 415V AP
1151528 | 1151528 | TER MCCB 1250AT 1250AF 4P 70KA 415V AN | Breaker_Material | RAWMATERIAL | TRUE | FALSE |  |  | LV-BREAKER-MATERIAL-KBT | [9 empty] | TER MCCB 1250AT 1250AF 4P 70KA 415V AN
1143503 | 1143503 | TER MCCB 1250AT 1250AF 4P 70KA 415V AGN | Breaker_Material | RAWMATERIAL | TRUE | FALSE |  |  | LV-BREAKER-MATERIAL-KBT | [9 empty] | TER MCCB 1250AT 1250AF 4P 70KA 415V AGN
1049171 | 1049171 | TER MCCB 1250AT 1250AF 4P 70KA 415V A | Breaker_Material | RAWMATERIAL | TRUE | FALSE |  |  | LV-BREAKER-MATERIAL-KBT | [9 empty] | TER MCCB 1250AT 1250AF 4P 70KA 415V A
1151529 | 1151529 | TER MCCB 1250AT 1250AF 3P 70KA 415V APG | Breaker_Material | RAWMATERIAL | TRUE | FALSE |  |  | LV-BREAKER-MATERIAL-KBT | [9 empty] | TER MCCB 1250AT 1250AF 3P 70KA 415V APG
1151530 | 1151530 | TER MCCB 1250AT 1250AF 3P 70KA 415V AP | Breaker_Material | RAWMATERIAL | TRUE | FALSE |  |  | LV-BREAKER-MATERIAL-KBT | [9 empty] | TER MCCB 1250AT 1250AF 3P 70KA 415V AP
1151531 | 1151531 | TER MCCB 1250AT 1250AF 3P 70KA 415V AG | Breaker_Material | RAWMATERIAL | TRUE | FALSE |  |  | LV-BREAKER-MATERIAL-KBT | [9 empty] | TER MCCB 1250AT 1250AF 3P 70KA 415V AG
1049160 | 1049160 | TER MCCB 1250AT 1250AF 3P 70KA 415V A | Breaker_Material | RAWMATERIAL | TRUE | FALSE |  |  | LV-BREAKER-MATERIAL-KBT | [9 empty] | TER MCCB 1250AT 1250AF 3P 70KA 415V A
1151532 | 1151532 | TER MCCB 1250AT 1250AF 4P 85KA 415V APN | Breaker_Material | RAWMATERIAL | TRUE | FALSE |  |  | LV-BREAKER-MATERIAL-KBT | [9 empty] | TER MCCB 1250AT 1250AF 4P 85KA 415V APN
1151533 | 1151533 | TER MCCB 1250AT 1250AF 4P 85KA 415V APGN | Breaker_Material | RAWMATERIAL | TRUE | FALSE |  |  | LV-BREAKER-MATERIAL-KBT | [9 empty] | TER MCCB 1250AT 1250AF 4P 85KA 415V APGN
1151534 | 1151534 | TER MCCB 1250AT 1250AF 4P 85KA 415V AP | Breaker_Material | RAWMATERIAL | TRUE | FALSE |  |  | LV-BREAKER-MATERIAL-KBT | [9 empty] | TER MCCB 1250AT 1250AF 4P 85KA 415V AP
1151535 | 1151535 | TER MCCB 1250AT 1250AF 4P 85KA 415V AN | Breaker_Material | RAWMATERIAL | TRUE | FALSE |  |  | LV-BREAKER-MATERIAL-KBT | [9 empty] | TER MCCB 1250AT 1250AF 4P 85KA 415V AN
1151536 | 1151536 | TER MCCB 1250AT 1250AF 4P 85KA 415V AGN | Breaker_Material | RAWMATERIAL | TRUE | FALSE |  |  | LV-BREAKER-MATERIAL-KBT | [9 empty] | TER MCCB 1250AT 1250AF 4P 85KA 415V AGN
1151537 | 1151537 | TER MCCB 1250AT 1250AF 4P 85KA 415V A | Breaker_Material | RAWMATERIAL | TRUE | FALSE |  |  | LV-BREAKER-MATERIAL-KBT | [9 empty] | TER MCCB 1250AT 1250AF 4P 85KA 415V A
1151538 | 1151538 | TER MCCB 1250AT 1250AF 3P 85KA 415V APG | Breaker_Material | RAWMATERIAL | TRUE | FALSE |  |  | LV-BREAKER-MATERIAL-KBT | [9 empty] | TER MCCB 1250AT 1250AF 3P 85KA 415V APG
1151539 | 1151539 | TER MCCB 1250AT 1250AF 3P 85KA 415V AP | Breaker_Material | RAWMATERIAL | TRUE | FALSE |  |  | LV-BREAKER-MATERIAL-KBT | [9 empty] | TER MCCB 1250AT 1250AF 3P 85KA 415V AP
1114669 | 1114669 | TER MCCB 1250AT 1250AF 3P 85KA 415V AG | Breaker_Material | RAWMATERIAL | TRUE | FALSE |  |  | LV-BREAKER-MATERIAL-KBT | [9 empty] | TER MCCB 1250AT 1250AF 3P 85KA 415V AG
1065287 | 1065287 | TER MCCB 1250AT 1250AF 3P 85KA 415V A | Breaker_Material | RAWMATERIAL | TRUE | FALSE |  |  | LV-BREAKER-MATERIAL-KBT | [9 empty] | TER MCCB 1250AT 1250AF 3P 85KA 415V A
1151162 | 1151162 | TER MCCB 1000T1000F 4P 50KA 415V AGN LCD | Breaker_Material | RAWMATERIAL | TRUE | FALSE |  |  | LV-BREAKER-MATERIAL-KBT | [9 empty] | TER MCCB 1000T1000F 4P 50KA 415V AGN LCD
1151163 | 1151163 | TER MCCB 1000T 1000F 4P 50KA 415V AP LCD | Breaker_Material | RAWMATERIAL | TRUE | FALSE |  |  | LV-BREAKER-MATERIAL-KBT | [9 empty] | TER MCCB 1000T 1000F 4P 50KA 415V AP LCD
1151164 | 1151164 | TER MCCB 1000T 1000F 3P 50KA 415V AP LCD | Breaker_Material | RAWMATERIAL | TRUE | FALSE |  |  | LV-BREAKER-MATERIAL-KBT | [9 empty] | TER MCCB 1000T 1000F 3P 50KA 415V AP LCD
1151165 | 1151165 | TER MCCB 1000T 1000F 3P 50KA 415V AG LCD | Breaker_Material | RAWMATERIAL | TRUE | FALSE |  |  | LV-BREAKER-MATERIAL-KBT | [9 empty] | TER MCCB 1000T 1000F 3P 50KA 415V AG LCD
1151166 | 1151166 | TER MCCB 1000T 1000AF 4P 50KA 415V A LCD | Breaker_Material | RAWMATERIAL | TRUE | FALSE |  |  | LV-BREAKER-MATERIAL-KBT | [9 empty] | TER MCCB 1000T 1000AF 4P 50KA 415V A LCD
1151167 | 1151167 | TER MCCB 1000T 1000AF 3P 50KA 415V A LCD | Breaker_Material | RAWMATERIAL | TRUE | FALSE |  |  | LV-BREAKER-MATERIAL-KBT | [9 empty] | TER MCCB 1000T 1000AF 3P 50KA 415V A LCD
1151540 | 1151540 | TER MCCB 1000AT 1000AF 4P 50KA 415V APN | Breaker_Material | RAWMATERIAL | TRUE | FALSE |  |  | LV-BREAKER-MATERIAL-KBT | [9 empty] | TER MCCB 1000AT 1000AF 4P 50KA 415V APN
1151541 | 1151541 | TER MCCB 1000AT 1000AF 4P 50KA 415V APGN | Breaker_Material | RAWMATERIAL | TRUE | FALSE |  |  | LV-BREAKER-MATERIAL-KBT | [9 empty] | TER MCCB 1000AT 1000AF 4P 50KA 415V APGN
1151542 | 1151542 | TER MCCB 1000AT 1000AF 4P 50KA 415V AP | Breaker_Material | RAWMATERIAL | TRUE | FALSE |  |  | LV-BREAKER-MATERIAL-KBT | [9 empty] | TER MCCB 1000AT 1000AF 4P 50KA 415V AP
1151543 | 1151543 | TER MCCB 1000AT 1000AF 4P 50KA 415V AN | Breaker_Material | RAWMATERIAL | TRUE | FALSE |  |  | LV-BREAKER-MATERIAL-KBT | [9 empty] | TER MCCB 1000AT 1000AF 4P 50KA 415V AN
1143500 | 1143500 | TER MCCB 1000AT 1000AF 4P 50KA 415V AGN | Breaker_Material | RAWMATERIAL | TRUE | FALSE |  |  | LV-BREAKER-MATERIAL-KBT | [9 empty] | TER MCCB 1000AT 1000AF 4P 50KA 415V AGN
1143499 | 1143499 | TER MCCB 1000AT 1000AF 4P 50KA 415V A | Breaker_Material | RAWMATERIAL | TRUE | FALSE |  |  | LV-BREAKER-MATERIAL-KBT | [9 empty] | TER MCCB 1000AT 1000AF 4P 50KA 415V A
1151544 | 1151544 | TER MCCB 1000AT 1000AF 3P 50KA 415V APG | Breaker_Material | RAWMATERIAL | TRUE | FALSE |  |  | LV-BREAKER-MATERIAL-KBT | [9 empty] | TER MCCB 1000AT 1000AF 3P 50KA 415V APG
1151545 | 1151545 | TER MCCB 1000AT 1000AF 3P 50KA 415V AP | Breaker_Material | RAWMATERIAL | TRUE | FALSE |  |  | LV-BREAKER-MATERIAL-KBT | [9 empty] | TER MCCB 1000AT 1000AF 3P 50KA 415V AP
1140907 | 1140907 | TER MCCB 1000AT 1000AF 3P 50KA 415V AG | Breaker_Material | RAWMATERIAL | TRUE | FALSE |  |  | LV-BREAKER-MATERIAL-KBT | [9 empty] | TER MCCB 1000AT 1000AF 3P 50KA 415V AG
1090277 | 1090277 | TER MCCB 1000AT 1000AF 3P 50KA 415V A | Breaker_Material | RAWMATERIAL | TRUE | FALSE |  |  | LV-BREAKER-MATERIAL-KBT | [9 empty] | TER MCCB 1000AT 1000AF 3P 50KA 415V A
1151168 | 1151168 | TER MCCB 1000A 3P 50KA 415V APGNSCWH LCD | Breaker_Material | RAWMATERIAL | TRUE | FALSE |  |  | LV-BREAKER-MATERIAL-KBT | [9 empty] | TER MCCB 1000A 3P 50KA 415V APGNSCWH LCD
1151169 | 1151169 | TER MCCB 1000A 4P 50KA 415V APGNS LCD | Breaker_Material | RAWMATERIAL | TRUE | FALSE |  |  | LV-BREAKER-MATERIAL-KBT | [9 empty] | TER MCCB 1000A 4P 50KA 415V APGNS LCD
1151170 | 1151170 | TER MCCB 1000A 4P 50KA 415V APCWH LCD | Breaker_Material | RAWMATERIAL | TRUE | FALSE |  |  | LV-BREAKER-MATERIAL-KBT | [9 empty] | TER MCCB 1000A 4P 50KA 415V APCWH LCD
1151171 | 1151171 | TER MCCB 1000A 3P 50KA 415V APGSCWH LCD | Breaker_Material | RAWMATERIAL | TRUE | FALSE |  |  | LV-BREAKER-MATERIAL-KBT | [9 empty] | TER MCCB 1000A 3P 50KA 415V APGSCWH LCD
1151172 | 1151172 | TER MCCB 1000A 3P 50KA 415V APGS LCD | Breaker_Material | RAWMATERIAL | TRUE | FALSE |  |  | LV-BREAKER-MATERIAL-KBT | [9 empty] | TER MCCB 1000A 3P 50KA 415V APGS LCD
1151173 | 1151173 | TER MCCB 1000A 3P 50KA 415V APCWH LCD | Breaker_Material | RAWMATERIAL | TRUE | FALSE |  |  | LV-BREAKER-MATERIAL-KBT | [9 empty] | TER MCCB 1000A 3P 50KA 415V APCWH LCD
1151174 | 1151174 | TER MCCB 1000T1000F 4P 70KA 415V AGN LCD | Breaker_Material | RAWMATERIAL | TRUE | FALSE |  |  | LV-BREAKER-MATERIAL-KBT | [9 empty] | TER MCCB 1000T1000F 4P 70KA 415V AGN LCD
1151096 | 1151096 | TER MCCB 1000T 1000F 4P 70KA 415V AP LCD | Breaker_Material | RAWMATERIAL | TRUE | FALSE |  |  | LV-BREAKER-MATERIAL-KBT | [9 empty] | TER MCCB 1000T 1000F 4P 70KA 415V AP LCD
1151097 | 1151097 | TER MCCB 1000T 1000F 3P 70KA 415V AP LCD | Breaker_Material | RAWMATERIAL | TRUE | FALSE |  |  | LV-BREAKER-MATERIAL-KBT | [9 empty] | TER MCCB 1000T 1000F 3P 70KA 415V AP LCD
1151098 | 1151098 | TER MCCB 1000T 1000F 3P 70KA 415V AG LCD | Breaker_Material | RAWMATERIAL | TRUE | FALSE |  |  | LV-BREAKER-MATERIAL-KBT | [9 empty] | TER MCCB 1000T 1000F 3P 70KA 415V AG LCD
1151546 | 1151546 | TER MCCB 1000AT 1000AF 4P 70KA 415V APN | Breaker_Material | RAWMATERIAL | TRUE | FALSE |  |  | LV-BREAKER-MATERIAL-KBT | [9 empty] | TER MCCB 1000AT 1000AF 4P 70KA 415V APN
1151547 | 1151547 | TER MCCB 1000AT 1000AF 4P 70KA 415V APGN | Breaker_Material | RAWMATERIAL | TRUE | FALSE |  |  | LV-BREAKER-MATERIAL-KBT | [9 empty] | TER MCCB 1000AT 1000AF 4P 70KA 415V APGN
1151548 | 1151548 | TER MCCB 1000AT 1000AF 4P 70KA 415V AP | Breaker_Material | RAWMATERIAL | TRUE | FALSE |  |  | LV-BREAKER-MATERIAL-KBT | [9 empty] | TER MCCB 1000AT 1000AF 4P 70KA 415V AP
1151549 | 1151549 | TER MCCB 1000AT 1000AF 4P 70KA 415V AN | Breaker_Material | RAWMATERIAL | TRUE | FALSE |  |  | LV-BREAKER-MATERIAL-KBT | [9 empty] | TER MCCB 1000AT 1000AF 4P 70KA 415V AN
1143501 | 1143501 | TER MCCB 1000AT 1000AF 4P 70KA 415V AGN | Breaker_Material | RAWMATERIAL | TRUE | FALSE |  |  | LV-BREAKER-MATERIAL-KBT | [9 empty] | TER MCCB 1000AT 1000AF 4P 70KA 415V AGN
1058691 | 1058691 | TER MCCB 1000AT 1000AF 4P 70KA 415V A | Breaker_Material | RAWMATERIAL | TRUE | FALSE |  |  | LV-BREAKER-MATERIAL-KBT | [9 empty] | TER MCCB 1000AT 1000AF 4P 70KA 415V A
1151550 | 1151550 | TER MCCB 1000AT 1000AF 3P 70KA 415V APG | Breaker_Material | RAWMATERIAL | TRUE | FALSE |  |  | LV-BREAKER-MATERIAL-KBT | [9 empty] | TER MCCB 1000AT 1000AF 3P 70KA 415V APG
1151551 | 1151551 | TER MCCB 1000AT 1000AF 3P 70KA 415V AP | Breaker_Material | RAWMATERIAL | TRUE | FALSE |  |  | LV-BREAKER-MATERIAL-KBT | [9 empty] | TER MCCB 1000AT 1000AF 3P 70KA 415V AP
1140906 | 1140906 | TER MCCB 1000AT 1000AF 3P 70KA 415V AG | Breaker_Material | RAWMATERIAL | TRUE | FALSE |  |  | LV-BREAKER-MATERIAL-KBT | [9 empty] | TER MCCB 1000AT 1000AF 3P 70KA 415V AG
1058690 | 1058690 | TER MCCB 1000AT 1000AF 3P 70KA 415V A | Breaker_Material | RAWMATERIAL | TRUE | FALSE |  |  | LV-BREAKER-MATERIAL-KBT | [9 empty] | TER MCCB 1000AT 1000AF 3P 70KA 415V A
1151099 | 1151099 | TER MCCB 1000A 3P 70KA 415V APGNSCWH LCD | Breaker_Material | RAWMATERIAL | TRUE | FALSE |  |  | LV-BREAKER-MATERIAL-KBT | [9 empty] | TER MCCB 1000A 3P 70KA 415V APGNSCWH LCD
1151120 | 1151120 | TER MCCB 1000A 4P 70KA 415V APGNS LCD | Breaker_Material | RAWMATERIAL | TRUE | FALSE |  |  | LV-BREAKER-MATERIAL-KBT | [9 empty] | TER MCCB 1000A 4P 70KA 415V APGNS LCD
1151121 | 1151121 | TER MCCB 1000A 4P 70KA 415V APCWH LCD | Breaker_Material | RAWMATERIAL | TRUE | FALSE |  |  | LV-BREAKER-MATERIAL-KBT | [9 empty] | TER MCCB 1000A 4P 70KA 415V APCWH LCD
1151122 | 1151122 | TER MCCB 1000A 3P 70KA 415V APGSCWH LCD | Breaker_Material | RAWMATERIAL | TRUE | FALSE |  |  | LV-BREAKER-MATERIAL-KBT | [9 empty] | TER MCCB 1000A 3P 70KA 415V APGSCWH LCD
1151123 | 1151123 | TER MCCB 1000A 3P 70KA 415V APGS LCD | Breaker_Material | RAWMATERIAL | TRUE | FALSE |  |  | LV-BREAKER-MATERIAL-KBT | [9 empty] | TER MCCB 1000A 3P 70KA 415V APGS LCD
1151124 | 1151124 | TER MCCB 1000A 3P 70KA 415V APCWH LCD | Breaker_Material | RAWMATERIAL | TRUE | FALSE |  |  | LV-BREAKER-MATERIAL-KBT | [9 empty] | TER MCCB 1000A 3P 70KA 415V APCWH LCD
1074362-J | 1074362-J | 1074362-J | Breaker_Material | RAWMATERIAL | TRUE | FALSE |  |  | LV-BREAKER-MATERIAL-KBT | [9 empty] | 1074362-J
1090249-J | 1090249-J | 1090249-J | Breaker_Material | RAWMATERIAL | TRUE | FALSE |  |  | LV-BREAKER-MATERIAL-KBT | [9 empty] | 1090249-J
1074364-J | 1074364-J | 1074364-J | Breaker_Material | RAWMATERIAL | TRUE | FALSE |  |  | LV-BREAKER-MATERIAL-KBT | [9 empty] | 1074364-J
1090250-J | 1090250-J | 1090250-J | Breaker_Material | RAWMATERIAL | TRUE | FALSE |  |  | LV-BREAKER-MATERIAL-KBT | [9 empty] | 1090250-J
1074365 | 1074365 | 1074365 | Breaker_Material | RAWMATERIAL | TRUE | FALSE |  |  | LV-BREAKER-MATERIAL-KBT | [9 empty] | 1074365
1152138 | 1152138 | 1152138 | Breaker_Material | RAWMATERIAL | TRUE | FALSE |  |  | LV-BREAKER-MATERIAL-KBT | [9 empty] | 1152138
1090261 | 1090261 | 1090261 | Breaker_Material | RAWMATERIAL | TRUE | FALSE |  |  | LV-BREAKER-MATERIAL-KBT | [9 empty] | 1090261
1090262 | 1090262 | 1090262 | Breaker_Material | RAWMATERIAL | TRUE | FALSE |  |  | LV-BREAKER-MATERIAL-KBT | [9 empty] | 1090262
1152139 | 1152139 | 1152139 | Breaker_Material | RAWMATERIAL | TRUE | FALSE |  |  | LV-BREAKER-MATERIAL-KBT | [9 empty] | 1152139
1152140 | 1152140 | 1152140 | Breaker_Material | RAWMATERIAL | TRUE | FALSE |  |  | LV-BREAKER-MATERIAL-KBT | [9 empty] | 1152140
1152141 | 1152141 | 1152141 | Breaker_Material | RAWMATERIAL | TRUE | FALSE |  |  | LV-BREAKER-MATERIAL-KBT | [9 empty] | 1152141
1152142 | 1152142 | 1152142 | Breaker_Material | RAWMATERIAL | TRUE | FALSE |  |  | LV-BREAKER-MATERIAL-KBT | [9 empty] | 1152142
1152143 | 1152143 | 1152143 | Breaker_Material | RAWMATERIAL | TRUE | FALSE |  |  | LV-BREAKER-MATERIAL-KBT | [9 empty] | 1152143
1152144 | 1152144 | 1152144 | Breaker_Material | RAWMATERIAL | TRUE | FALSE |  |  | LV-BREAKER-MATERIAL-KBT | [9 empty] | 1152144
1152145 | 1152145 | 1152145 | Breaker_Material | RAWMATERIAL | TRUE | FALSE |  |  | LV-BREAKER-MATERIAL-KBT | [9 empty] | 1152145
1152146 | 1152146 | 1152146 | Breaker_Material | RAWMATERIAL | TRUE | FALSE |  |  | LV-BREAKER-MATERIAL-KBT | [9 empty] | 1152146
1152147 | 1152147 | 1152147 | Breaker_Material | RAWMATERIAL | TRUE | FALSE |  |  | LV-BREAKER-MATERIAL-KBT | [9 empty] | 1152147
1152148 | 1152148 | 1152148 | Breaker_Material | RAWMATERIAL | TRUE | FALSE |  |  | LV-BREAKER-MATERIAL-KBT | [9 empty] | 1152148
1152149 | 1152149 | 1152149 | Breaker_Material | RAWMATERIAL | TRUE | FALSE |  |  | LV-BREAKER-MATERIAL-KBT | [9 empty] | 1152149
1152150 | 1152150 | 1152150 | Breaker_Material | RAWMATERIAL | TRUE | FALSE |  |  | LV-BREAKER-MATERIAL-KBT | [9 empty] | 1152150
1152151 | 1152151 | 1152151 | Breaker_Material | RAWMATERIAL | TRUE | FALSE |  |  | LV-BREAKER-MATERIAL-KBT | [9 empty] | 1152151
1152152 | 1152152 | 1152152 | Breaker_Material | RAWMATERIAL | TRUE | FALSE |  |  | LV-BREAKER-MATERIAL-KBT | [9 empty] | 1152152
1152153 | 1152153 | 1152153 | Breaker_Material | RAWMATERIAL | TRUE | FALSE |  |  | LV-BREAKER-MATERIAL-KBT | [9 empty] | 1152153
1152154 | 1152154 | 1152154 | Breaker_Material | RAWMATERIAL | TRUE | FALSE |  |  | LV-BREAKER-MATERIAL-KBT | [9 empty] | 1152154
1152155 | 1152155 | 1152155 | Breaker_Material | RAWMATERIAL | TRUE | FALSE |  |  | LV-BREAKER-MATERIAL-KBT | [9 empty] | 1152155
1152156 | 1152156 | 1152156 | Breaker_Material | RAWMATERIAL | TRUE | FALSE |  |  | LV-BREAKER-MATERIAL-KBT | [9 empty] | 1152156
1152157 | 1152157 | 1152157 | Breaker_Material | RAWMATERIAL | TRUE | FALSE |  |  | LV-BREAKER-MATERIAL-KBT | [9 empty] | 1152157
1152189 | 1152189 | 1152189 | Breaker_Material | RAWMATERIAL | TRUE | FALSE |  |  | LV-BREAKER-MATERIAL-KBT | [9 empty] | 1152189
1152308 | 1152308 | 1152308 | Breaker_Material | RAWMATERIAL | TRUE | FALSE |  |  | LV-BREAKER-MATERIAL-KBT | [9 empty] | 1152308
1152309 | 1152309 | 1152309 | Breaker_Material | RAWMATERIAL | TRUE | FALSE |  |  | LV-BREAKER-MATERIAL-KBT | [9 empty] | 1152309
1152310 | 1152310 | 1152310 | Breaker_Material | RAWMATERIAL | TRUE | FALSE |  |  | LV-BREAKER-MATERIAL-KBT | [9 empty] | 1152310
1152311 | 1152311 | 1152311 | Breaker_Material | RAWMATERIAL | TRUE | FALSE |  |  | LV-BREAKER-MATERIAL-KBT | [9 empty] | 1152311
1152312 | 1152312 | 1152312 | Breaker_Material | RAWMATERIAL | TRUE | FALSE |  |  | LV-BREAKER-MATERIAL-KBT | [9 empty] | 1152312
1152313 | 1152313 | 1152313 | Breaker_Material | RAWMATERIAL | TRUE | FALSE |  |  | LV-BREAKER-MATERIAL-KBT | [9 empty] | 1152313
1152314 | 1152314 | 1152314 | Breaker_Material | RAWMATERIAL | TRUE | FALSE |  |  | LV-BREAKER-MATERIAL-KBT | [9 empty] | 1152314
1152315 | 1152315 | 1152315 | Breaker_Material | RAWMATERIAL | TRUE | FALSE |  |  | LV-BREAKER-MATERIAL-KBT | [9 empty] | 1152315
1152316 | 1152316 | 1152316 | Breaker_Material | RAWMATERIAL | TRUE | FALSE |  |  | LV-BREAKER-MATERIAL-KBT | [9 empty] | 1152316
1152317 | 1152317 | 1152317 | Breaker_Material | RAWMATERIAL | TRUE | FALSE |  |  | LV-BREAKER-MATERIAL-KBT | [9 empty] | 1152317
1152318 | 1152318 | 1152318 | Breaker_Material | RAWMATERIAL | TRUE | FALSE |  |  | LV-BREAKER-MATERIAL-KBT | [9 empty] | 1152318
1152319 | 1152319 | 1152319 | Breaker_Material | RAWMATERIAL | TRUE | FALSE |  |  | LV-BREAKER-MATERIAL-KBT | [9 empty] | 1152319
1152320 | 1152320 | 1152320 | Breaker_Material | RAWMATERIAL | TRUE | FALSE |  |  | LV-BREAKER-MATERIAL-KBT | [9 empty] | 1152320
1152321 | 1152321 | 1152321 | Breaker_Material | RAWMATERIAL | TRUE | FALSE |  |  | LV-BREAKER-MATERIAL-KBT | [9 empty] | 1152321
1152322 | 1152322 | 1152322 | Breaker_Material | RAWMATERIAL | TRUE | FALSE |  |  | LV-BREAKER-MATERIAL-KBT | [9 empty] | 1152322
1152323 | 1152323 | 1152323 | Breaker_Material | RAWMATERIAL | TRUE | FALSE |  |  | LV-BREAKER-MATERIAL-KBT | [9 empty] | 1152323
1152324 | 1152324 | 1152324 | Breaker_Material | RAWMATERIAL | TRUE | FALSE |  |  | LV-BREAKER-MATERIAL-KBT | [9 empty] | 1152324
1152325 | 1152325 | 1152325 | Breaker_Material | RAWMATERIAL | TRUE | FALSE |  |  | LV-BREAKER-MATERIAL-KBT | [9 empty] | 1152325
1152326 | 1152326 | 1152326 | Breaker_Material | RAWMATERIAL | TRUE | FALSE |  |  | LV-BREAKER-MATERIAL-KBT | [9 empty] | 1152326
1152327 | 1152327 | 1152327 | Breaker_Material | RAWMATERIAL | TRUE | FALSE |  |  | LV-BREAKER-MATERIAL-KBT | [9 empty] | 1152327
1152328 | 1152328 | 1152328 | Breaker_Material | RAWMATERIAL | TRUE | FALSE |  |  | LV-BREAKER-MATERIAL-KBT | [9 empty] | 1152328
1152329 | 1152329 | 1152329 | Breaker_Material | RAWMATERIAL | TRUE | FALSE |  |  | LV-BREAKER-MATERIAL-KBT | [9 empty] | 1152329
1152330 | 1152330 | 1152330 | Breaker_Material | RAWMATERIAL | TRUE | FALSE |  |  | LV-BREAKER-MATERIAL-KBT | [9 empty] | 1152330
1152331 | 1152331 | 1152331 | Breaker_Material | RAWMATERIAL | TRUE | FALSE |  |  | LV-BREAKER-MATERIAL-KBT | [9 empty] | 1152331
1152332 | 1152332 | 1152332 | Breaker_Material | RAWMATERIAL | TRUE | FALSE |  |  | LV-BREAKER-MATERIAL-KBT | [9 empty] | 1152332
1152333 | 1152333 | 1152333 | Breaker_Material | RAWMATERIAL | TRUE | FALSE |  |  | LV-BREAKER-MATERIAL-KBT | [9 empty] | 1152333
1152334 | 1152334 | 1152334 | Breaker_Material | RAWMATERIAL | TRUE | FALSE |  |  | LV-BREAKER-MATERIAL-KBT | [9 empty] | 1152334
1152335 | 1152335 | 1152335 | Breaker_Material | RAWMATERIAL | TRUE | FALSE |  |  | LV-BREAKER-MATERIAL-KBT | [9 empty] | 1152335

## Attributes
[19 empty] | Selectable if | [28 empty] | Selected if | [12 empty] | Attribution Factor | Enablement | Short Text |  | Long Text
http://www.inmindcomputing.com/application/application-schema.owl#Group |  | http://www.inmindcomputing.com/platform/platform-schema.owl#DynamicSymbolicAttribute | Type | http://www.inmindcomputing.com/platform/platform-schema.owl#dynamicAttributeMultiValued | http://www.inmindcomputing.com/platform/platform-schema.owl#dynamicAttributeMandatory | http://www.inmindcomputing.com/platform/platform-schema.owl#dynamicAttributeEnumerable | Default | http://www.inmindcomputing.com/platform/platform-schema.owl#dynamicAttributeReadOnly | http://www.inmindcomputing.com/platform/platform-schema.owl#dynamicAttributeHidden | http://www.inmindcomputing.com/application/application-schema.owl#decimalRangePrecision | http://www.inmindcomputing.com/application/application-schema.owl#decimalRangeMin, http://www.inmindcomputing.com/application/application-schema.owl#integerRangeMin | http://www.inmindcomputing.com/application/application-schema.owl#decimalRangeMax, http://www.inmindcomputing.com/application/application-schema.owl#integerRangeMax | http://www.inmindcomputing.com/application/application-schema.owl#decimalRangeSteps, http://www.inmindcomputing.com/application/application-schema.owl#integerRangeSteps | http://www.inmindcomputing.com/application/application-schema.owl#stringRangeExpression | ?? | USER | http://www.inmindcomputing.com/platform/platform-schema.owl#SymbolicValue | ComponentSelection | Selectable | [28 empty] | http://www.inmindcomputing.com/platform/platform-schema.owl#selectsSymbolicValue | [12 empty] | http://www.inmindcomputing.com/application/application-schema.owl#attributionFactor\ | http://www.inmindcomputing.com/application/application-implementation.owl# | http://www.w3.org/2000/01/rdf-schema#label |  | http://www.w3.org/2000/01/rdf-schema#comment
Group ID | Sub Group ID | Characteristic ID | Type | MultiValued | Input Mandatory | enumerable | Default | Read only | Hidden | Precision | Min | Max | Steps | String Range | DomainFromTable | Values | Value ID | Component Selection | Selectable if | Selectable if | Selectable if | Selectable if | Selectable if | Selectable if | Selectable if | Selectable if | Selectable if | Selectable if | Selectable if | Selectable if | Selectable if | Selectable if | Selectable if | Selectable if | Selectable if | Selectable if | Selectable if | Selectable if | Selectable if | Selectable if | Selectable if | Selectable if | Selectable if | Selectable if | Selectable if | Selectable if | Selectable if | Selected if | Selected if | Selected if | Selected if | Selected if | Selected if | Selected if | Selected if | Selected if | Selected if | Selected if | Selected if | Selected if |  | SalesOrg | en | pt | en | pt
Group_Breaker | [62 empty] | Breaker
| SubGroupBreaker | [61 empty] | General
|  | LV-BREAKER_FUNCTION | choice |  | x | x | [56 empty] | Function
[16 empty] | BREAKER_INCOME | BREAKER_INCOME | [45 empty] | Incomer
[16 empty] | BREAKER_OUTGOING | BREAKER_OUTGOING | [45 empty] | Outgoing
[16 empty] | BREAKER_COUPLING | BREAKER_COUPLING | [45 empty] | Coupling
|  | LV-Breaker-Equipment and system | choice |  | x | x | [56 empty] | Equipment and system
[16 empty] | Low Voltage | Low Voltage | [45 empty] | Low Voltage
[16 empty] | MEDIUMVOLTAGE | MEDIUMVOLTAGE | [45 empty] | Medium Voltage
|  | LV-Breaker-Class | choice |  |  | x | [56 empty] | Class
[16 empty] | Breaker | Breaker | [45 empty] | Breaker
|  | LV-Breaker-Material category | choice |  |  | x | [56 empty] | Material category
[16 empty] | MCB | MCB | [45 empty] | MCB
[16 empty] | RCCB | RCCB | [45 empty] | RCCB
[16 empty] | RCBO | RCBO | [45 empty] | RCBO
[16 empty] | MCCB | MCCB | [45 empty] | MCCB
|  | LV-Breaker-Brand | choice |  |  | x | [56 empty] | Brand
[16 empty] | TER | TER | [45 empty] | Terasaki
[16 empty] | ABB | ABB | [45 empty] | ABB
[16 empty] | MIT | MIT | [45 empty] | Mitsubishi
[16 empty] | SCH | SCH | [45 empty] | Schneider
[16 empty] | LEG | LEG | [45 empty] | Legrand
[16 empty] | GE | GE | [45 empty] | General Electric
[16 empty] | SIE | SIE | [45 empty] | Siemens
[16 empty] | LSIS | LSIS | [45 empty] | LSIS
|  | LV-Breaker-Model-Type of the breaker | choice |  |  | x | [56 empty] | Model/Type of the breaker
[16 empty] | TD3M06 | TD3M06 | [45 empty] | TD3M06
[16 empty] | TD3RCBO | TD3RCBO | [45 empty] | TD3RCBO
[16 empty] | TD3M10 | TD3M10 | [45 empty] | TD3M10
[16 empty] | TD3XA | TD3XA | [45 empty] | TD3XA
[16 empty] | TD3RCCB | TD3RCCB | [45 empty] | TD3RCCB
[16 empty] | E125-NJ | E125-NJ | [45 empty] | E125-NJ
[16 empty] | E160-SF | E160-SF | [45 empty] | E160-SF
[16 empty] | E160-SJ | E160-SJ | [45 empty] | E160-SJ
[16 empty] | E250-SCF | E250-SCF | [45 empty] | E250-SCF
[16 empty] | E250-SF | E250-SF | [45 empty] | E250-SF
[16 empty] | E250-SCJ | E250-SCJ | [45 empty] | E250-SCJ
[16 empty] | E250-SJ | E250-SJ | [45 empty] | E250-SJ
[16 empty] | E250-NJ | E250-NJ | [45 empty] | E250-NJ
[16 empty] | E400-NJ | E400-NJ | [45 empty] | E400-NJ
[16 empty] | e630-ne | e630-ne | [45 empty] | E630-NE
[16 empty] | S125-NJ | S125-NJ | [45 empty] | S125-NJ
[16 empty] | S125-GJ | S125-GJ | [45 empty] | S125-GJ
[16 empty] | H125-NJ | H125-NJ | [45 empty] | H125-NJ
[16 empty] | L125-NJ | L125-NJ | [45 empty] | L125-NJ
[16 empty] | ZE125-NJ | ZE125-NJ | [45 empty] | ZE125-NJ
[16 empty] | ZS125-NJ | ZS125-NJ | [45 empty] | ZS125-NJ
[16 empty] | S160-NF | S160-NF | [45 empty] | S160-NF
[16 empty] | ZS125-GJ | ZS125-GJ | [45 empty] | ZS125-GJ
[16 empty] | S125-NN | S125-NN | [45 empty] | S125-NN
[16 empty] | S160-NJ | S160-NJ | [45 empty] | S160-NJ
[16 empty] | S160-SJ | S160-SJ | [45 empty] | S160-SJ
[16 empty] | S160-SF | S160-SF | [45 empty] | S160-SF
[16 empty] | S160-SCF | S160-SCF | [45 empty] | S160-SCF
[16 empty] | S160-SCJ | S160-SCJ | [45 empty] | S160-SCJ
[16 empty] | S160-GJ | S160-GJ | [45 empty] | S160-GJ
[16 empty] | S160-SN | S160-SN | [45 empty] | S160-SN
[16 empty] | H160-NJ | H160-NJ | [45 empty] | H160-NJ
[16 empty] | L160-NJ | L160-NJ | [45 empty] | L160-NJ
[16 empty] | S250-SF | S250-SF | [45 empty] | S250-SF
[16 empty] | S250-SJ | S250-SJ | [45 empty] | S250-SJ
[16 empty] | S250-NJ | S250-NJ | [45 empty] | S250-NJ
[16 empty] | S250-GJ | S250-GJ | [45 empty] | S250-GJ
[16 empty] | S250-NE | S250-NE | [45 empty] | S250-NE
[16 empty] | S250-GE | S250-GE | [45 empty] | S250-GE
[16 empty] | S250-PE | S250-PE | [45 empty] | S250-PE
[16 empty] | S250-SN | S250-SN | [45 empty] | S250-SN
[16 empty] | H250-NJ | H250-NJ | [45 empty] | H250-NJ
[16 empty] | H250-NE | H250-NE | [45 empty] | H250-NE
[16 empty] | L250-NJ | L250-NJ | [45 empty] | L250-NJ
[16 empty] | ZE250-NJ | ZE250-NJ | [45 empty] | ZE250-NJ
[16 empty] | ZS250-NJ | ZS250-NJ | [45 empty] | ZS250-NJ
[16 empty] | ZS250-GJ | ZS250-GJ | [45 empty] | ZS250-GJ
[16 empty] | S250-NN | S250-NN | [45 empty] | S250-NN
[16 empty] | S400-CJ | S400-CJ | [45 empty] | S400-CJ
[16 empty] | S400-NJ | S400-NJ | [45 empty] | S400-NJ
[16 empty] | S400-GJ | S400-GJ | [45 empty] | S400-GJ
[16 empty] | S400-PJ | S400-PJ | [45 empty] | S400-PJ
[16 empty] | S400-NE | S400-NE | [45 empty] | S400-NE
[16 empty] | S400-GE | S400-GE | [45 empty] | S400-GE
[16 empty] | S400-PE | S400-PE | [45 empty] | S400-PE
[16 empty] | H400-NE | H400-NE | [45 empty] | H400-NE
[16 empty] | L400-NE | L400-NE | [45 empty] | L400-NE
[16 empty] | L400-PE | L400-PE | [45 empty] | L400-PE
[16 empty] | S400-NN | S400-NN | [45 empty] | S400-NN
[16 empty] | S630-CE | S630-CE | [45 empty] | S630-CE
[16 empty] | S630-GE | S630-GE | [45 empty] | S630-GE
[16 empty] | S800-CJ | S800-CJ | [45 empty] | S800-CJ
[16 empty] | S800-NJ | S800-NJ | [45 empty] | S800-NJ
[16 empty] | S800-RJ | S800-RJ | [45 empty] | S800-RJ
[16 empty] | S800-NE | S800-NE | [45 empty] | S800-NE
[16 empty] | S800-RE | S800-RE | [45 empty] | S800-RE
[16 empty] | H800-NE | H800-NE | [45 empty] | H800-NE
[16 empty] | L800-NE | L800-NE | [45 empty] | L800-NE
[16 empty] | L800-PE | L800-PE | [45 empty] | L800-PE
[16 empty] | S800-NN | S800-NN | [45 empty] | S800-NN
[16 empty] | S1000-SE | S1000-SE | [45 empty] | S1000-SE
[16 empty] | S1000-NE | S1000-NE | [45 empty] | S1000-NE
[16 empty] | S1250-SE | S1250-SE | [45 empty] | S1250-SE
[16 empty] | S1250-NE | S1250-NE | [45 empty] | S1250-NE
[16 empty] | S1250-GE | S1250-GE | [45 empty] | S1250-GE
[16 empty] | S1250-NN | S1250-NN | [45 empty] | S1250-NN
[16 empty] | S1600-SE | S1600-SE | [45 empty] | S1600-SE
[16 empty] | S1600-NE | S1600-NE | [45 empty] | S1600-NE
[16 empty] | S1600-NN | S1600-NN | [45 empty] | S1600-NN
[16 empty] | XS2000-NE | XS2000-NE | [45 empty] | XS2000-NE
[16 empty] | XS2000-NN | XS2000-NN | [45 empty] | XS2000-NN
[16 empty] | XS2500-NE | XS2500-NE | [45 empty] | XS2500-NE
[16 empty] | XS2500-NN | XS2500-NN | [45 empty] | XS2500-NN
[16 empty] | XS3200-NE | XS3200-NE | [45 empty] | XS3200-NE
|  | LV-Breaker-Ampere Trip-AT | decimal |  | x | x | [8 empty] | x | [47 empty] | Ampere Trip (AT)
|  | LV-Breaker-Rated current-AF | decimal |  | x | x | [8 empty] | x | [47 empty] | Rated current (AF)
|  | LV-Breaker-Number of pole-P | decimal |  | x | x | [8 empty] | x | [47 empty] | Number of pole (P)
|  | LV-Breaker-Rated ultimate breaking capacity-Icn -applicable for MCB-RCBO-KA | choice |  | x | x | [8 empty] | x | [47 empty] | Rated ultimate breaking capacity-Icn -applicable for MCB-RCBO (KA) |  | Air Circuit Breaker
[16 empty] | NIL | NIL | [45 empty] | NIL
[16 empty] | 30 | 30 | [45 empty] | 30
[16 empty] | 15 | 15 | [45 empty] | 15
[16 empty] | 80 | 80 | [45 empty] | 80
[16 empty] | 50 | 50 | [45 empty] | 50
[16 empty] | 6 | 6 | [45 empty] | 6
[16 empty] | 10 | 10 | [45 empty] | 10
|  | LV-Breaker-Rated ultimate breaking capacity-Icu-KA | decimal |  | x | x | [8 empty] | x | [47 empty] | Rated ultimate breaking capacity-Icu (KA) |  | Power Circuit Breaker
|  | LV-Breaker-Rated voltage-Ue-Vac | decimal |  | x | x | [8 empty] | x | [47 empty] | Rated voltage-Ue (Vac) |  | Moulded Case Circuit Breaker
|  | LV-Breaker-Mounting type applicable for ACB-MCCB | choice |  | x | x | [8 empty] | x | [47 empty] | Mounting type applicable for ACB-MCCB |  | Circuit Breaker with Residual Current
|  | LV-Breaker-Tripping curve -applicable for din-rail products | choice |  | x | x | [8 empty] | x | [47 empty] | Tripping curve -applicable for din-rail products |  | Insulated Case Circuit Breaker
[16 empty] | TR-B | TR-B | [45 empty] | TR-B
[16 empty] | TR-C | TR-C | [45 empty] | TR-C
[16 empty] | TR-D | TR-D | [45 empty] | TR-D
[16 empty] | AI-TYPE | AI-TYPE | [45 empty] | AI-TYPE
[16 empty] | S-AI-TYPE | S-AI-TYPE | [45 empty] | S-AI-TYPE
[16 empty] | AC-type | AC-type | [45 empty] | AC-type
[16 empty] | A-TYPE | A-TYPE | [45 empty] | A-TYPE
[16 empty] | AC S-TYPE | AC S-TYPE | [45 empty] | AC S-TYPE
|  | LV-Breaker-Sensitivity- applicable for Residual protection-mA | decimal |  | x | x | [8 empty] | x | [47 empty] | Sensitivity- applicable for Residual protection (mA) |  | Motor-Protective Circuit-Breaker
|  | LV-Breaker-Rated Service Breaking Capacity-Ics-KA | decimal |  | x | x | [8 empty] | x | [47 empty] | Rated Service Breaking Capacity-Ics (KA) |  | Miniature Circuit Breaker
|  | LV-Breaker-Rated Making Capacity-Icm-KA | decimal |  | x | x | [8 empty] | x | [47 empty] | Rated Making Capacity-Icm (KA) |  | Residual Current Circuit Breaker
|  | LV-Breaker-Utilization category- for ACB-and MCCB | decimal |  | x | x | [8 empty] | x | [47 empty] | Utilization category- for ACB-and MCCB |  | Residual Circuit Breaker with over Current protection
|  | LV-Breaker-Trip unit type-not applicable for MCB | choice |  | x | x | [8 empty] | x | [47 empty] | Trip unit type-not applicable for MCB |  | Ground Fault Circuit Interrupter
[16 empty] | Dial adjustment | Dial adjustment | [45 empty] | Dial adjustment
[16 empty] | LCD window | LCD window | [45 empty] | LCD window
[16 empty] | LCD backlight | LCD backlight | [45 empty] | LCD backlight
[16 empty] | Fixed | Fixed | [45 empty] | Fixed
|  | LV-Breaker-Trip unit protection--for ACB-and MCCB | choice |  | x | x | [8 empty] | x | [47 empty] | Trip unit protection--for ACB-and MCCB |  | Arc Fault Circuit Interrupter
[16 empty] | TMD | TMD | [45 empty] | TMD
[16 empty] | A | A | [45 empty] | A
[16 empty] | AP | AP | [45 empty] | AP
[16 empty] | AG | AG | [45 empty] | AG
[16 empty] | APG | APG | [45 empty] | APG
[16 empty] | AN | AN | [45 empty] | AN
[16 empty] | APN | APN | [45 empty] | APN
[16 empty] | ACPZ | ACPZ | [45 empty] | ACPZ
[16 empty] | ACN | ACN | [45 empty] | ACN
[16 empty] | AGN | AGN | [45 empty] | AGN
[16 empty] | APGN | APGN | [45 empty] | APGN
[16 empty] | APGSC | APGSC | [45 empty] | APGSC
[16 empty] | APCWH | APCWH | [45 empty] | APCWH
[16 empty] | APGSCWH | APGSCWH | [45 empty] | APGSCWH
[16 empty] | APGNS | APGNS | [45 empty] | APGNS
[16 empty] | APGNSCWH | APGNSCWH | [45 empty] | APGNSCWH
[16 empty] | ACP | ACP | [45 empty] | ACP
[16 empty] | ACZ | ACZ | [45 empty] | ACZ
[16 empty] | ACNP | ACNP | [45 empty] | ACNP
[16 empty] | ACNZ | ACNZ | [45 empty] | ACNZ
[16 empty] | ACNPZ | ACNPZ | [45 empty] | ACNPZ
[16 empty] | AC | AC | [45 empty] | AC
[16 empty] | TMF | TMF | [45 empty] | TMF
[16 empty] | TMA | TMA | [45 empty] | TMA
[16 empty] | APGS | APGS | [45 empty] | APGS
[16 empty] | MA | MA | [45 empty] | MA
[16 empty] | AI | AI | [45 empty] | AI
[16 empty] | ACNC | ACNC | [45 empty] | ACNC
|  | LV-Breaker-Trip unit with communication module-for ACB-and MCCB | choice |  | x | x | [8 empty] | x | [47 empty] | Trip unit with communication module-for ACB-and MCCB |  | Dual Function Circuit Interrupter
[16 empty] | Mod_No | Mod_No | [45 empty] | No
[16 empty] | Mod_Yes | Mod_Yes | [45 empty] | Yes
|  | LV-Breaker-Standard conformity | choice |  | x | x | [8 empty] | x | [47 empty] | Standard conformity
[16 empty] | IEC | IEC | [45 empty] | IEC
|  | LV-Breaker-Rated short-time withstand current-kAs | decimal |  | x | x | [8 empty] | x | [47 empty] | Rated short-time withstand current (kA/s) |  | Terasaki
|  | LV-Breaker-Rated frequency-Hz | decimal |  | x | x | [8 empty] | x | [47 empty] | Rated frequency (Hz) |  | ABB
|  | LV- Breaker-MountingType | choice |  | x | x | [8 empty] | x | [47 empty] | Mounting Type
[16 empty] | FD | FD | [45 empty] | FD

## Bom Trigger Group BR
Products |  | x | Rules |  |  | x
Product_ID | Qty | BOM_Pos | LV-Breaker-Equipment and system | LV-Breaker-Class | LV-Breaker-Material category | LV-Breaker-Brand | LV-Breaker-Model-Type of the breaker | LV-Breaker-Ampere Trip-AT | LV-Breaker-Rated current-AF | LV-Breaker-Number of pole-P | LV-Breaker-Rated ultimate breaking capacity-Icn -applicable for MCB-RCBO-KA | LV-Breaker-Rated ultimate breaking capacity-Icu-KA | LV-Breaker-Rated voltage-Ue-Vac | LV- Breaker-MountingType | LV-Breaker-Mounting type applicable for ACB-MCCB | LV-Breaker-Tripping curve -applicable for din-rail products | LV-Breaker-Sensitivity- applicable for Residual protection-mA | LV-Breaker-Rated Service Breaking Capacity-Ics-KA | LV-Breaker-Rated Making Capacity-Icm-KA | LV-Breaker-Utilization category- for ACB-and MCCB | LV-Breaker-Trip unit type-not applicable for MCB | LV-Breaker-Trip unit protection--for ACB-and MCCB | LV-Breaker-Trip unit with communication module-for ACB-and MCCB | LV-Breaker-Standard conformity | LV-Breaker-Rated short-time withstand current-kAs | LV-Breaker-Rated frequency-Hz
1147787 | 1 | 1 | Low Voltage | Breaker | MCB | TER | TD3M06 | 6 | 63 | 1 | NIL | 6 | 230 |  |  | TR-B |  | 6 | [5 empty] | IEC |  | 60
1147760 | 1 | 1 | Low Voltage | Breaker | MCB | TER | TD3M06 | 10 | 63 | 1 | NIL | 6 | 230 |  |  | TR-B |  | 6 | [5 empty] | IEC |  | 60
1147764 | 1 | 1 | Low Voltage | Breaker | MCB | TER | TD3M06 | 16 | 63 | 1 | NIL | 6 | 230 |  |  | TR-B |  | 6 | [5 empty] | IEC |  | 60
1147768 | 1 | 1 | Low Voltage | Breaker | MCB | TER | TD3M06 | 20 | 63 | 1 | NIL | 6 | 230 |  |  | TR-B |  | 6 | [5 empty] | IEC |  | 60
1147772 | 1 | 1 | Low Voltage | Breaker | MCB | TER | TD3M06 | 25 | 63 | 1 | NIL | 6 | 230 |  |  | TR-B |  | 6 | [5 empty] | IEC |  | 60
1147776 | 1 | 1 | Low Voltage | Breaker | MCB | TER | TD3M06 | 32 | 63 | 1 | NIL | 6 | 230 |  |  | TR-B |  | 6 | [5 empty] | IEC |  | 60
1147780 | 1 | 1 | Low Voltage | Breaker | MCB | TER | TD3M06 | 40 | 63 | 1 | NIL | 6 | 230 |  |  | TR-B |  | 6 | [5 empty] | IEC |  | 60
1147783 | 1 | 1 | Low Voltage | Breaker | MCB | TER | TD3M06 | 50 | 63 | 1 | NIL | 6 | 230 |  |  | TR-B |  | 6 | [5 empty] | IEC |  | 60
1147790 | 1 | 1 | Low Voltage | Breaker | MCB | TER | TD3M06 | 63 | 63 | 1 | NIL | 6 | 230 |  |  | TR-B |  | 6 | [5 empty] | IEC |  | 60
1147468 | 1 | 1 | Low Voltage | Breaker | MCB | TER | TD3M06 | 6 | 63 | 2 | NIL | 6 | 400 |  |  | TR-B |  | 6 | [5 empty] | IEC |  | 60
1147467 | 1 | 1 | Low Voltage | Breaker | MCB | TER | TD3M06 | 10 | 63 | 2 | NIL | 6 | 400 |  |  | TR-B |  | 6 | [5 empty] | IEC |  | 60
1147466 | 1 | 1 | Low Voltage | Breaker | MCB | TER | TD3M06 | 16 | 63 | 2 | NIL | 6 | 400 |  |  | TR-B |  | 6 | [5 empty] | IEC |  | 60
1147465 | 1 | 1 | Low Voltage | Breaker | MCB | TER | TD3M06 | 20 | 63 | 2 | NIL | 6 | 400 |  |  | TR-B |  | 6 | [5 empty] | IEC |  | 60
1147464 | 1 | 1 | Low Voltage | Breaker | MCB | TER | TD3M06 | 25 | 63 | 2 | NIL | 6 | 400 |  |  | TR-B |  | 6 | [5 empty] | IEC |  | 60
1147463 | 1 | 1 | Low Voltage | Breaker | MCB | TER | TD3M06 | 32 | 63 | 2 | NIL | 6 | 400 |  |  | TR-B |  | 6 | [5 empty] | IEC |  | 60
1147462 | 1 | 1 | Low Voltage | Breaker | MCB | TER | TD3M06 | 40 | 63 | 2 | NIL | 6 | 400 |  |  | TR-B |  | 6 | [5 empty] | IEC |  | 60
1147461 | 1 | 1 | Low Voltage | Breaker | MCB | TER | TD3M06 | 50 | 63 | 2 | NIL | 6 | 400 |  |  | TR-B |  | 6 | [5 empty] | IEC |  | 60
1147460 | 1 | 1 | Low Voltage | Breaker | MCB | TER | TD3M06 | 63 | 63 | 2 | NIL | 6 | 400 |  |  | TR-B |  | 6 | [5 empty] | IEC |  | 60
1147459 | 1 | 1 | Low Voltage | Breaker | MCB | TER | TD3M06 | 6 | 63 | 3 | NIL | 6 | 400 |  |  | TR-B |  | 6 | [5 empty] | IEC |  | 60
1147458 | 1 | 1 | Low Voltage | Breaker | MCB | TER | TD3M06 | 10 | 63 | 3 | NIL | 6 | 400 |  |  | TR-B |  | 6 | [5 empty] | IEC |  | 60
1147457 | 1 | 1 | Low Voltage | Breaker | MCB | TER | TD3M06 | 16 | 63 | 3 | NIL | 6 | 400 |  |  | TR-B |  | 6 | [5 empty] | IEC |  | 60
1147456 | 1 | 1 | Low Voltage | Breaker | MCB | TER | TD3M06 | 20 | 63 | 3 | NIL | 6 | 400 |  |  | TR-B |  | 6 | [5 empty] | IEC |  | 60
1147455 | 1 | 1 | Low Voltage | Breaker | MCB | TER | TD3M06 | 25 | 63 | 3 | NIL | 6 | 400 |  |  | TR-B |  | 6 | [5 empty] | IEC |  | 60
1147454 | 1 | 1 | Low Voltage | Breaker | MCB | TER | TD3M06 | 32 | 63 | 3 | NIL | 6 | 400 |  |  | TR-B |  | 6 | [5 empty] | IEC |  | 60
1147453 | 1 | 1 | Low Voltage | Breaker | MCB | TER | TD3M06 | 40 | 63 | 3 | NIL | 6 | 400 |  |  | TR-B |  | 6 | [5 empty] | IEC |  | 60
1147452 | 1 | 1 | Low Voltage | Breaker | MCB | TER | TD3M06 | 50 | 63 | 3 | NIL | 6 | 400 |  |  | TR-B |  | 6 | [5 empty] | IEC |  | 60
1147451 | 1 | 1 | Low Voltage | Breaker | MCB | TER | TD3M06 | 63 | 63 | 3 | NIL | 6 | 400 |  |  | TR-B |  | 6 | [5 empty] | IEC |  | 60
1147450 | 1 | 1 | Low Voltage | Breaker | MCB | TER | TD3M06 | 6 | 63 | 4 | NIL | 6 | 400 |  |  | TR-B |  | 6 | [5 empty] | IEC |  | 60
1147449 | 1 | 1 | Low Voltage | Breaker | MCB | TER | TD3M06 | 10 | 63 | 4 | NIL | 6 | 400 |  |  | TR-B |  | 6 | [5 empty] | IEC |  | 60
1147448 | 1 | 1 | Low Voltage | Breaker | MCB | TER | TD3M06 | 16 | 63 | 4 | NIL | 6 | 400 |  |  | TR-B |  | 6 | [5 empty] | IEC |  | 60
1147447 | 1 | 1 | Low Voltage | Breaker | MCB | TER | TD3M06 | 20 | 63 | 4 | NIL | 6 | 400 |  |  | TR-B |  | 6 | [5 empty] | IEC |  | 60
1147446 | 1 | 1 | Low Voltage | Breaker | MCB | TER | TD3M06 | 25 | 63 | 4 | NIL | 6 | 400 |  |  | TR-B |  | 6 | [5 empty] | IEC |  | 60
1147445 | 1 | 1 | Low Voltage | Breaker | MCB | TER | TD3M06 | 32 | 63 | 4 | NIL | 6 | 400 |  |  | TR-B |  | 6 | [5 empty] | IEC |  | 60
1147444 | 1 | 1 | Low Voltage | Breaker | MCB | TER | TD3M06 | 40 | 63 | 4 | NIL | 6 | 400 |  |  | TR-B |  | 6 | [5 empty] | IEC |  | 60
1147443 | 1 | 1 | Low Voltage | Breaker | MCB | TER | TD3M06 | 50 | 63 | 4 | NIL | 6 | 400 |  |  | TR-B |  | 6 | [5 empty] | IEC |  | 60
1147442 | 1 | 1 | Low Voltage | Breaker | MCB | TER | TD3M06 | 63 | 63 | 4 | NIL | 6 | 400 |  |  | TR-B |  | 6 | [5 empty] | IEC |  | 60
1147788 | 1 | 1 | Low Voltage | Breaker | MCB | TER | TD3M06 | 6 | 63 | 1 | NIL | 6 | 230 |  |  | TR-C |  | 6 | [5 empty] | IEC |  | 60
1147761 | 1 | 1 | Low Voltage | Breaker | MCB | TER | TD3M06 | 10 | 63 | 1 | NIL | 6 | 230 |  |  | TR-C |  | 6 | [5 empty] | IEC |  | 60
1147765 | 1 | 1 | Low Voltage | Breaker | MCB | TER | TD3M06 | 16 | 63 | 1 | NIL | 6 | 230 |  |  | TR-C |  | 6 | [5 empty] | IEC |  | 60
1147769 | 1 | 1 | Low Voltage | Breaker | MCB | TER | TD3M06 | 20 | 63 | 1 | NIL | 6 | 230 |  |  | TR-C |  | 6 | [5 empty] | IEC |  | 60
1147773 | 1 | 1 | Low Voltage | Breaker | MCB | TER | TD3M06 | 25 | 63 | 1 | NIL | 6 | 230 |  |  | TR-C |  | 6 | [5 empty] | IEC |  | 60
1147777 | 1 | 1 | Low Voltage | Breaker | MCB | TER | TD3M06 | 32 | 63 | 1 | NIL | 6 | 230 |  |  | TR-C |  | 6 | [5 empty] | IEC |  | 60
1147781 | 1 | 1 | Low Voltage | Breaker | MCB | TER | TD3M06 | 40 | 63 | 1 | NIL | 6 | 230 |  |  | TR-C |  | 6 | [5 empty] | IEC |  | 60
1147784 | 1 | 1 | Low Voltage | Breaker | MCB | TER | TD3M06 | 50 | 63 | 1 | NIL | 6 | 230 |  |  | TR-C |  | 6 | [5 empty] | IEC |  | 60
1147791 | 1 | 1 | Low Voltage | Breaker | MCB | TER | TD3M06 | 63 | 63 | 1 | NIL | 6 | 230 |  |  | TR-C |  | 6 | [5 empty] | IEC |  | 60
1147789 | 1 | 1 | Low Voltage | Breaker | MCB | TER | TD3M06 | 6 | 63 | 2 | NIL | 6 | 230 |  |  | TR-C |  | 6 | [5 empty] | IEC |  | 60
1147762 | 1 | 1 | Low Voltage | Breaker | MCB | TER | TD3M06 | 10 | 63 | 2 | NIL | 6 | 230 |  |  | TR-C |  | 6 | [5 empty] | IEC |  | 60
1147766 | 1 | 1 | Low Voltage | Breaker | MCB | TER | TD3M06 | 16 | 63 | 2 | NIL | 6 | 230 |  |  | TR-C |  | 6 | [5 empty] | IEC |  | 60
1147770 | 1 | 1 | Low Voltage | Breaker | MCB | TER | TD3M06 | 20 | 63 | 2 | NIL | 6 | 230 |  |  | TR-C |  | 6 | [5 empty] | IEC |  | 60
1147774 | 1 | 1 | Low Voltage | Breaker | MCB | TER | TD3M06 | 25 | 63 | 2 | NIL | 6 | 230 |  |  | TR-C |  | 6 | [5 empty] | IEC |  | 60
1147778 | 1 | 1 | Low Voltage | Breaker | MCB | TER | TD3M06 | 32 | 63 | 2 | NIL | 6 | 230 |  |  | TR-C |  | 6 | [5 empty] | IEC |  | 60
1147782 | 1 | 1 | Low Voltage | Breaker | MCB | TER | TD3M06 | 40 | 63 | 2 | NIL | 6 | 230 |  |  | TR-C |  | 6 | [5 empty] | IEC |  | 60
1147785 | 1 | 1 | Low Voltage | Breaker | MCB | TER | TD3M06 | 50 | 63 | 2 | NIL | 6 | 230 |  |  | TR-C |  | 6 | [5 empty] | IEC |  | 60
1147792 | 1 | 1 | Low Voltage | Breaker | MCB | TER | TD3M06 | 63 | 63 | 2 | NIL | 6 | 230 |  |  | TR-C |  | 6 | [5 empty] | IEC |  | 60
1147504 | 1 | 1 | Low Voltage | Breaker | MCB | TER | TD3M06 | 6 | 63 | 2 | NIL | 6 | 400 |  |  | TR-C |  | 6 | [5 empty] | IEC |  | 60
1147503 | 1 | 1 | Low Voltage | Breaker | MCB | TER | TD3M06 | 10 | 63 | 2 | NIL | 6 | 400 |  |  | TR-C |  | 6 | [5 empty] | IEC |  | 60
1147502 | 1 | 1 | Low Voltage | Breaker | MCB | TER | TD3M06 | 16 | 63 | 2 | NIL | 6 | 400 |  |  | TR-C |  | 6 | [5 empty] | IEC |  | 60
1147501 | 1 | 1 | Low Voltage | Breaker | MCB | TER | TD3M06 | 20 | 63 | 2 | NIL | 6 | 400 |  |  | TR-C |  | 6 | [5 empty] | IEC |  | 60
1147500 | 1 | 1 | Low Voltage | Breaker | MCB | TER | TD3M06 | 25 | 63 | 2 | NIL | 6 | 400 |  |  | TR-C |  | 6 | [5 empty] | IEC |  | 60
1147499 | 1 | 1 | Low Voltage | Breaker | MCB | TER | TD3M06 | 32 | 63 | 2 | NIL | 6 | 400 |  |  | TR-C |  | 6 | [5 empty] | IEC |  | 60
1147498 | 1 | 1 | Low Voltage | Breaker | MCB | TER | TD3M06 | 40 | 63 | 2 | NIL | 6 | 400 |  |  | TR-C |  | 6 | [5 empty] | IEC |  | 60
1147497 | 1 | 1 | Low Voltage | Breaker | MCB | TER | TD3M06 | 50 | 63 | 2 | NIL | 6 | 400 |  |  | TR-C |  | 6 | [5 empty] | IEC |  | 60
1147496 | 1 | 1 | Low Voltage | Breaker | MCB | TER | TD3M06 | 63 | 63 | 2 | NIL | 6 | 400 |  |  | TR-C |  | 6 | [5 empty] | IEC |  | 60
1147495 | 1 | 1 | Low Voltage | Breaker | MCB | TER | TD3M06 | 6 | 63 | 3 | NIL | 6 | 400 |  |  | TR-C |  | 6 | [5 empty] | IEC |  | 60
1147494 | 1 | 1 | Low Voltage | Breaker | MCB | TER | TD3M06 | 10 | 63 | 3 | NIL | 6 | 400 |  |  | TR-C |  | 6 | [5 empty] | IEC |  | 60
1147493 | 1 | 1 | Low Voltage | Breaker | MCB | TER | TD3M06 | 16 | 63 | 3 | NIL | 6 | 400 |  |  | TR-C |  | 6 | [5 empty] | IEC |  | 60
1147492 | 1 | 1 | Low Voltage | Breaker | MCB | TER | TD3M06 | 20 | 63 | 3 | NIL | 6 | 400 |  |  | TR-C |  | 6 | [5 empty] | IEC |  | 60
1147491 | 1 | 1 | Low Voltage | Breaker | MCB | TER | TD3M06 | 25 | 63 | 3 | NIL | 6 | 400 |  |  | TR-C |  | 6 | [5 empty] | IEC |  | 60
1147490 | 1 | 1 | Low Voltage | Breaker | MCB | TER | TD3M06 | 32 | 63 | 3 | NIL | 6 | 400 |  |  | TR-C |  | 6 | [5 empty] | IEC |  | 60
1147489 | 1 | 1 | Low Voltage | Breaker | MCB | TER | TD3M06 | 40 | 63 | 3 | NIL | 6 | 400 |  |  | TR-C |  | 6 | [5 empty] | IEC |  | 60
1147488 | 1 | 1 | Low Voltage | Breaker | MCB | TER | TD3M06 | 50 | 63 | 3 | NIL | 6 | 400 |  |  | TR-C |  | 6 | [5 empty] | IEC |  | 60
1147487 | 1 | 1 | Low Voltage | Breaker | MCB | TER | TD3M06 | 63 | 63 | 3 | NIL | 6 | 400 |  |  | TR-C |  | 6 | [5 empty] | IEC |  | 60
1147486 | 1 | 1 | Low Voltage | Breaker | MCB | TER | TD3M06 | 6 | 63 | 4 | NIL | 6 | 400 |  |  | TR-C |  | 6 | [5 empty] | IEC |  | 60
1147485 | 1 | 1 | Low Voltage | Breaker | MCB | TER | TD3M06 | 10 | 63 | 4 | NIL | 6 | 400 |  |  | TR-C |  | 6 | [5 empty] | IEC |  | 60
1147484 | 1 | 1 | Low Voltage | Breaker | MCB | TER | TD3M06 | 16 | 63 | 4 | NIL | 6 | 400 |  |  | TR-C |  | 6 | [5 empty] | IEC |  | 60
1147483 | 1 | 1 | Low Voltage | Breaker | MCB | TER | TD3M06 | 20 | 63 | 4 | NIL | 6 | 400 |  |  | TR-C |  | 6 | [5 empty] | IEC |  | 60
1147482 | 1 | 1 | Low Voltage | Breaker | MCB | TER | TD3M06 | 25 | 63 | 4 | NIL | 6 | 400 |  |  | TR-C |  | 6 | [5 empty] | IEC |  | 60
1147481 | 1 | 1 | Low Voltage | Breaker | MCB | TER | TD3M06 | 32 | 63 | 4 | NIL | 6 | 400 |  |  | TR-C |  | 6 | [5 empty] | IEC |  | 60
1147480 | 1 | 1 | Low Voltage | Breaker | MCB | TER | TD3M06 | 40 | 63 | 4 | NIL | 6 | 400 |  |  | TR-C |  | 6 | [5 empty] | IEC |  | 60
1147479 | 1 | 1 | Low Voltage | Breaker | MCB | TER | TD3M06 | 50 | 63 | 4 | NIL | 6 | 400 |  |  | TR-C |  | 6 | [5 empty] | IEC |  | 60
1147478 | 1 | 1 | Low Voltage | Breaker | MCB | TER | TD3M06 | 63 | 63 | 4 | NIL | 6 | 400 |  |  | TR-C |  | 6 | [5 empty] | IEC |  | 60
1147477 | 1 | 1 | Low Voltage | Breaker | MCB | TER | TD3M06 | 6 | 63 | 4 | NIL | 6 | 400 |  |  | TR-C |  | 6 | [5 empty] | IEC |  | 60
1147476 | 1 | 1 | Low Voltage | Breaker | MCB | TER | TD3M06 | 10 | 63 | 4 | NIL | 6 | 400 |  |  | TR-C |  | 6 | [5 empty] | IEC |  | 60
1147475 | 1 | 1 | Low Voltage | Breaker | MCB | TER | TD3M06 | 16 | 63 | 4 | NIL | 6 | 400 |  |  | TR-C |  | 6 | [5 empty] | IEC |  | 60
1147474 | 1 | 1 | Low Voltage | Breaker | MCB | TER | TD3M06 | 20 | 63 | 4 | NIL | 6 | 400 |  |  | TR-C |  | 6 | [5 empty] | IEC |  | 60
1147473 | 1 | 1 | Low Voltage | Breaker | MCB | TER | TD3M06 | 25 | 63 | 4 | NIL | 6 | 400 |  |  | TR-C |  | 6 | [5 empty] | IEC |  | 60
1147472 | 1 | 1 | Low Voltage | Breaker | MCB | TER | TD3M06 | 32 | 63 | 4 | NIL | 6 | 400 |  |  | TR-C |  | 6 | [5 empty] | IEC |  | 60
1147471 | 1 | 1 | Low Voltage | Breaker | MCB | TER | TD3M06 | 40 | 63 | 4 | NIL | 6 | 400 |  |  | TR-C |  | 6 | [5 empty] | IEC |  | 60
1147470 | 1 | 1 | Low Voltage | Breaker | MCB | TER | TD3M06 | 50 | 63 | 4 | NIL | 6 | 400 |  |  | TR-C |  | 6 | [5 empty] | IEC |  | 60
1147469 | 1 | 1 | Low Voltage | Breaker | MCB | TER | TD3M06 | 63 | 63 | 4 | NIL | 6 | 400 |  |  | TR-C |  | 6 | [5 empty] | IEC |  | 60
1074170 | 1 | 1 | Low Voltage | Breaker | MCB | TER | TD3M10 | 6 | 63 | 1 | 30 | 10 | 230 |  |  | TR-B |  | 7.5 | [5 empty] | IEC |  | 60
1074169 | 1 | 1 | Low Voltage | Breaker | MCB | TER | TD3M10 | 10 | 63 | 1 | 15 | 10 | 230 |  |  | TR-B |  | 7.5 | [5 empty] | IEC |  | 60
1074168 | 1 | 1 | Low Voltage | Breaker | MCB | TER | TD3M10 | 16 | 63 | 1 | 15 | 10 | 230 |  |  | TR-B |  | 7.5 | [5 empty] | IEC |  | 60
1074167 | 1 | 1 | Low Voltage | Breaker | MCB | TER | TD3M10 | 20 | 63 | 1 | 15 | 10 | 230 |  |  | TR-B |  | 7.5 | [5 empty] | IEC |  | 60
1074166 | 1 | 1 | Low Voltage | Breaker | MCB | TER | TD3M10 | 25 | 63 | 1 | 15 | 10 | 230 |  |  | TR-B |  | 7.5 | [5 empty] | IEC |  | 60
1074165 | 1 | 1 | Low Voltage | Breaker | MCB | TER | TD3M10 | 32 | 63 | 1 | 15 | 10 | 230 |  |  | TR-B |  | 7.5 | [5 empty] | IEC |  | 60
1074164 | 1 | 1 | Low Voltage | Breaker | MCB | TER | TD3M10 | 40 | 63 | 1 | 15 | 10 | 230 |  |  | TR-B |  | 7.5 | [5 empty] | IEC |  | 60
1074163 | 1 | 1 | Low Voltage | Breaker | MCB | TER | TD3M10 | 50 | 63 | 1 | 15 | 10 | 230 |  |  | TR-B |  | 7.5 | [5 empty] | IEC |  | 60
1074162 | 1 | 1 | Low Voltage | Breaker | MCB | TER | TD3M10 | 63 | 63 | 1 | 15 | 10 | 230 |  |  | TR-B |  | 7.5 | [5 empty] | IEC |  | 60
1074179 | 1 | 1 | Low Voltage | Breaker | MCB | TER | TD3M10 | 6 | 63 | 2 | 30 | 10 | 400 |  |  | TR-B |  | 7.5 | [5 empty] | IEC |  | 60
1074178 | 1 | 1 | Low Voltage | Breaker | MCB | TER | TD3M10 | 10 | 63 | 2 | 15 | 10 | 400 |  |  | TR-B |  | 7.5 | [5 empty] | IEC |  | 60
1074177 | 1 | 1 | Low Voltage | Breaker | MCB | TER | TD3M10 | 16 | 63 | 2 | 15 | 10 | 400 |  |  | TR-B |  | 7.5 | [5 empty] | IEC |  | 60
1074176 | 1 | 1 | Low Voltage | Breaker | MCB | TER | TD3M10 | 20 | 63 | 2 | 15 | 10 | 400 |  |  | TR-B |  | 7.5 | [5 empty] | IEC |  | 60
1074175 | 1 | 1 | Low Voltage | Breaker | MCB | TER | TD3M10 | 25 | 63 | 2 | 15 | 10 | 400 |  |  | TR-B |  | 7.5 | [5 empty] | IEC |  | 60
1074174 | 1 | 1 | Low Voltage | Breaker | MCB | TER | TD3M10 | 32 | 63 | 2 | 15 | 10 | 400 |  |  | TR-B |  | 7.5 | [5 empty] | IEC |  | 60
1074173 | 1 | 1 | Low Voltage | Breaker | MCB | TER | TD3M10 | 40 | 63 | 2 | 15 | 10 | 400 |  |  | TR-B |  | 7.5 | [5 empty] | IEC |  | 60
1074172 | 1 | 1 | Low Voltage | Breaker | MCB | TER | TD3M10 | 50 | 63 | 2 | 15 | 10 | 400 |  |  | TR-B |  | 7.5 | [5 empty] | IEC |  | 60
1074171 | 1 | 1 | Low Voltage | Breaker | MCB | TER | TD3M10 | 63 | 63 | 2 | 15 | 10 | 400 |  |  | TR-B |  | 7.5 | [5 empty] | IEC |  | 60
1074188 | 1 | 1 | Low Voltage | Breaker | MCB | TER | TD3M10 | 6 | 63 | 3 | 30 | 10 | 400 |  |  | TR-B |  | 7.5 | [5 empty] | IEC |  | 60
1074187 | 1 | 1 | Low Voltage | Breaker | MCB | TER | TD3M10 | 10 | 63 | 3 | 15 | 10 | 400 |  |  | TR-B |  | 7.5 | [5 empty] | IEC |  | 60
1074186 | 1 | 1 | Low Voltage | Breaker | MCB | TER | TD3M10 | 16 | 63 | 3 | 15 | 10 | 400 |  |  | TR-B |  | 7.5 | [5 empty] | IEC |  | 60
1074185 | 1 | 1 | Low Voltage | Breaker | MCB | TER | TD3M10 | 20 | 63 | 3 | 15 | 10 | 400 |  |  | TR-B |  | 7.5 | [5 empty] | IEC |  | 60
1074184 | 1 | 1 | Low Voltage | Breaker | MCB | TER | TD3M10 | 25 | 63 | 3 | 15 | 10 | 400 |  |  | TR-B |  | 7.5 | [5 empty] | IEC |  | 60
1074183 | 1 | 1 | Low Voltage | Breaker | MCB | TER | TD3M10 | 32 | 63 | 3 | 15 | 10 | 400 |  |  | TR-B |  | 7.5 | [5 empty] | IEC |  | 60
1074182 | 1 | 1 | Low Voltage | Breaker | MCB | TER | TD3M10 | 40 | 63 | 3 | 15 | 10 | 400 |  |  | TR-B |  | 7.5 | [5 empty] | IEC |  | 60
1074181 | 1 | 1 | Low Voltage | Breaker | MCB | TER | TD3M10 | 50 | 63 | 3 | 15 | 10 | 400 |  |  | TR-B |  | 7.5 | [5 empty] | IEC |  | 60
1074180 | 1 | 1 | Low Voltage | Breaker | MCB | TER | TD3M10 | 63 | 63 | 3 | 15 | 10 | 400 |  |  | TR-B |  | 7.5 | [5 empty] | IEC |  | 60
1074197 | 1 | 1 | Low Voltage | Breaker | MCB | TER | TD3M10 | 6 | 63 | 4 | 30 | 10 | 400 |  |  | TR-B |  | 7.5 | [5 empty] | IEC |  | 60
1074196 | 1 | 1 | Low Voltage | Breaker | MCB | TER | TD3M10 | 10 | 63 | 4 | 15 | 10 | 400 |  |  | TR-B |  | 7.5 | [5 empty] | IEC |  | 60
1074195 | 1 | 1 | Low Voltage | Breaker | MCB | TER | TD3M10 | 16 | 63 | 4 | 15 | 10 | 400 |  |  | TR-B |  | 7.5 | [5 empty] | IEC |  | 60
1074194 | 1 | 1 | Low Voltage | Breaker | MCB | TER | TD3M10 | 20 | 63 | 4 | 15 | 10 | 400 |  |  | TR-B |  | 7.5 | [5 empty] | IEC |  | 60
1074193 | 1 | 1 | Low Voltage | Breaker | MCB | TER | TD3M10 | 25 | 63 | 4 | 15 | 10 | 400 |  |  | TR-B |  | 7.5 | [5 empty] | IEC |  | 60
1074192 | 1 | 1 | Low Voltage | Breaker | MCB | TER | TD3M10 | 32 | 63 | 4 | 15 | 10 | 400 |  |  | TR-B |  | 7.5 | [5 empty] | IEC |  | 60
1074191 | 1 | 1 | Low Voltage | Breaker | MCB | TER | TD3M10 | 40 | 63 | 4 | 15 | 10 | 400 |  |  | TR-B |  | 7.5 | [5 empty] | IEC |  | 60
1074190 | 1 | 1 | Low Voltage | Breaker | MCB | TER | TD3M10 | 50 | 63 | 4 | 15 | 10 | 400 |  |  | TR-B |  | 7.5 | [5 empty] | IEC |  | 60
1074189 | 1 | 1 | Low Voltage | Breaker | MCB | TER | TD3M10 | 63 | 63 | 4 | 15 | 10 | 400 |  |  | TR-B |  | 7.5 | [5 empty] | IEC |  | 60
1058604 | 1 | 1 | Low Voltage | Breaker | MCB | TER | TD3M10 | 2 | 63 | 1 | 80 | 10 | 230 |  |  | TR-C |  | 7.5 | [5 empty] | IEC |  | 60
1058605 | 1 | 1 | Low Voltage | Breaker | MCB | TER | TD3M10 | 4 | 63 | 1 | 50 | 10 | 230 |  |  | TR-C |  | 7.5 | [5 empty] | IEC |  | 60
1058606 | 1 | 1 | Low Voltage | Breaker | MCB | TER | TD3M10 | 6 | 63 | 1 | 30 | 10 | 230 |  |  | TR-C |  | 7.5 | [5 empty] | IEC |  | 60
1058607 | 1 | 1 | Low Voltage | Breaker | MCB | TER | TD3M10 | 10 | 63 | 1 | 15 | 10 | 230 |  |  | TR-C |  | 7.5 | [5 empty] | IEC |  | 60
1058608 | 1 | 1 | Low Voltage | Breaker | MCB | TER | TD3M10 | 16 | 63 | 1 | 15 | 10 | 230 |  |  | TR-C |  | 7.5 | [5 empty] | IEC |  | 60
1058609 | 1 | 1 | Low Voltage | Breaker | MCB | TER | TD3M10 | 20 | 63 | 1 | 15 | 10 | 230 |  |  | TR-C |  | 7.5 | [5 empty] | IEC |  | 60
1058610 | 1 | 1 | Low Voltage | Breaker | MCB | TER | TD3M10 | 25 | 63 | 1 | 15 | 10 | 230 |  |  | TR-C |  | 7.5 | [5 empty] | IEC |  | 60
1058611 | 1 | 1 | Low Voltage | Breaker | MCB | TER | TD3M10 | 32 | 63 | 1 | 15 | 10 | 230 |  |  | TR-C |  | 7.5 | [5 empty] | IEC |  | 60
1058612 | 1 | 1 | Low Voltage | Breaker | MCB | TER | TD3M10 | 40 | 63 | 1 | 15 | 10 | 230 |  |  | TR-C |  | 7.5 | [5 empty] | IEC |  | 60
1058613 | 1 | 1 | Low Voltage | Breaker | MCB | TER | TD3M10 | 50 | 63 | 1 | 15 | 10 | 230 |  |  | TR-C |  | 7.5 | [5 empty] | IEC |  | 60
1058614 | 1 | 1 | Low Voltage | Breaker | MCB | TER | TD3M10 | 63 | 63 | 1 | 15 | 10 | 230 |  |  | TR-C |  | 7.5 | [5 empty] | IEC |  | 60
1074209 | 1 | 1 | Low Voltage | Breaker | MCB | TER | TD3M10 | 6 | 63 | 2 | 30 | 10 | 230 |  |  | TR-C |  | 7.5 | [5 empty] | IEC |  | 60
1074208 | 1 | 1 | Low Voltage | Breaker | MCB | TER | TD3M10 | 10 | 63 | 2 | 15 | 10 | 230 |  |  | TR-C |  | 7.5 | [5 empty] | IEC |  | 60
1074207 | 1 | 1 | Low Voltage | Breaker | MCB | TER | TD3M10 | 16 | 63 | 2 | 15 | 10 | 230 |  |  | TR-C |  | 7.5 | [5 empty] | IEC |  | 60
1074206 | 1 | 1 | Low Voltage | Breaker | MCB | TER | TD3M10 | 20 | 63 | 2 | 15 | 10 | 230 |  |  | TR-C |  | 7.5 | [5 empty] | IEC |  | 60
1074205 | 1 | 1 | Low Voltage | Breaker | MCB | TER | TD3M10 | 25 | 63 | 2 | 15 | 10 | 230 |  |  | TR-C |  | 7.5 | [5 empty] | IEC |  | 60
1074204 | 1 | 1 | Low Voltage | Breaker | MCB | TER | TD3M10 | 32 | 63 | 2 | 15 | 10 | 230 |  |  | TR-C |  | 7.5 | [5 empty] | IEC |  | 60
1074203 | 1 | 1 | Low Voltage | Breaker | MCB | TER | TD3M10 | 40 | 63 | 2 | 15 | 10 | 230 |  |  | TR-C |  | 7.5 | [5 empty] | IEC |  | 60
1074202 | 1 | 1 | Low Voltage | Breaker | MCB | TER | TD3M10 | 50 | 63 | 2 | 15 | 10 | 230 |  |  | TR-C |  | 7.5 | [5 empty] | IEC |  | 60
1074201 | 1 | 1 | Low Voltage | Breaker | MCB | TER | TD3M10 | 63 | 63 | 2 | 15 | 10 | 230 |  |  | TR-C |  | 7.5 | [5 empty] | IEC |  | 60
1058615 | 1 | 1 | Low Voltage | Breaker | MCB | TER | TD3M10 | 2 | 63 | 2 | 80 | 10 | 400 |  |  | TR-C |  | 7.5 | [5 empty] | IEC |  | 60
1058616 | 1 | 1 | Low Voltage | Breaker | MCB | TER | TD3M10 | 4 | 63 | 2 | 50 | 10 | 400 |  |  | TR-C |  | 7.5 | [5 empty] | IEC |  | 60
1058617 | 1 | 1 | Low Voltage | Breaker | MCB | TER | TD3M10 | 6 | 63 | 2 | 30 | 10 | 400 |  |  | TR-C |  | 7.5 | [5 empty] | IEC |  | 60
1055980 | 1 | 1 | Low Voltage | Breaker | MCB | TER | TD3M10 | 10 | 63 | 2 | 15 | 10 | 400 |  |  | TR-C |  | 7.5 | [5 empty] | IEC |  | 60
1055966 | 1 | 1 | Low Voltage | Breaker | MCB | TER | TD3M10 | 16 | 63 | 2 | 15 | 10 | 400 |  |  | TR-C |  | 7.5 | [5 empty] | IEC |  | 60
1055981 | 1 | 1 | Low Voltage | Breaker | MCB | TER | TD3M10 | 20 | 63 | 2 | 15 | 10 | 400 |  |  | TR-C |  | 7.5 | [5 empty] | IEC |  | 60
1056625 | 1 | 1 | Low Voltage | Breaker | MCB | TER | TD3M10 | 25 | 63 | 2 | 15 | 10 | 400 |  |  | TR-C |  | 7.5 | [5 empty] | IEC |  | 60
1058618 | 1 | 1 | Low Voltage | Breaker | MCB | TER | TD3M10 | 32 | 63 | 2 | 15 | 10 | 400 |  |  | TR-C |  | 7.5 | [5 empty] | IEC |  | 60
1058619 | 1 | 1 | Low Voltage | Breaker | MCB | TER | TD3M10 | 40 | 63 | 2 | 15 | 10 | 400 |  |  | TR-C |  | 7.5 | [5 empty] | IEC |  | 60
1058620 | 1 | 1 | Low Voltage | Breaker | MCB | TER | TD3M10 | 50 | 63 | 2 | 15 | 10 | 400 |  |  | TR-C |  | 7.5 | [5 empty] | IEC |  | 60
1058621 | 1 | 1 | Low Voltage | Breaker | MCB | TER | TD3M10 | 63 | 63 | 2 | 15 | 10 | 400 |  |  | TR-C |  | 7.5 | [5 empty] | IEC |  | 60
1058622 | 1 | 1 | Low Voltage | Breaker | MCB | TER | TD3M10 | 2 | 63 | 3 | 80 | 10 | 400 |  |  | TR-C |  | 7.5 | [5 empty] | IEC |  | 60
1058623 | 1 | 1 | Low Voltage | Breaker | MCB | TER | TD3M10 | 4 | 63 | 3 | 50 | 10 | 400 |  |  | TR-C |  | 7.5 | [5 empty] | IEC |  | 60
1058624 | 1 | 1 | Low Voltage | Breaker | MCB | TER | TD3M10 | 6 | 63 | 3 | 30 | 10 | 400 |  |  | TR-C |  | 7.5 | [5 empty] | IEC |  | 60
1058625 | 1 | 1 | Low Voltage | Breaker | MCB | TER | TD3M10 | 10 | 63 | 3 | 15 | 10 | 400 |  |  | TR-C |  | 7.5 | [5 empty] | IEC |  | 60
1058626 | 1 | 1 | Low Voltage | Breaker | MCB | TER | TD3M10 | 16 | 63 | 3 | 15 | 10 | 400 |  |  | TR-C |  | 7.5 | [5 empty] | IEC |  | 60
1058627 | 1 | 1 | Low Voltage | Breaker | MCB | TER | TD3M10 | 20 | 63 | 3 | 15 | 10 | 400 |  |  | TR-C |  | 7.5 | [5 empty] | IEC |  | 60
1058628 | 1 | 1 | Low Voltage | Breaker | MCB | TER | TD3M10 | 25 | 63 | 3 | 15 | 10 | 400 |  |  | TR-C |  | 7.5 | [5 empty] | IEC |  | 60
1058629 | 1 | 1 | Low Voltage | Breaker | MCB | TER | TD3M10 | 32 | 63 | 3 | 15 | 10 | 400 |  |  | TR-C |  | 7.5 | [5 empty] | IEC |  | 60
1058630 | 1 | 1 | Low Voltage | Breaker | MCB | TER | TD3M10 | 40 | 63 | 3 | 15 | 10 | 400 |  |  | TR-C |  | 7.5 | [5 empty] | IEC |  | 60
1058631 | 1 | 1 | Low Voltage | Breaker | MCB | TER | TD3M10 | 50 | 63 | 3 | 15 | 10 | 400 |  |  | TR-C |  | 7.5 | [5 empty] | IEC |  | 60
1058632 | 1 | 1 | Low Voltage | Breaker | MCB | TER | TD3M10 | 63 | 63 | 3 | 15 | 10 | 400 |  |  | TR-C |  | 7.5 | [5 empty] | IEC |  | 60
1074225 | 1 | 1 | Low Voltage | Breaker | MCB | TER | TD3M10 | 2 | 63 | 4 | 80 | 10 | 400 |  |  | TR-C |  | 7.5 | [5 empty] | IEC |  | 60
1074224 | 1 | 1 | Low Voltage | Breaker | MCB | TER | TD3M10 | 4 | 63 | 4 | 50 | 10 | 400 |  |  | TR-C |  | 7.5 | [5 empty] | IEC |  | 60
1074223 | 1 | 1 | Low Voltage | Breaker | MCB | TER | TD3M10 | 6 | 63 | 4 | 30 | 10 | 400 |  |  | TR-C |  | 7.5 | [5 empty] | IEC |  | 60
1074222 | 1 | 1 | Low Voltage | Breaker | MCB | TER | TD3M10 | 10 | 63 | 4 | 15 | 10 | 400 |  |  | TR-C |  | 7.5 | [5 empty] | IEC |  | 60
1074221 | 1 | 1 | Low Voltage | Breaker | MCB | TER | TD3M10 | 16 | 63 | 4 | 15 | 10 | 400 |  |  | TR-C |  | 7.5 | [5 empty] | IEC |  | 60
1074220 | 1 | 1 | Low Voltage | Breaker | MCB | TER | TD3M10 | 20 | 63 | 4 | 15 | 10 | 400 |  |  | TR-C |  | 7.5 | [5 empty] | IEC |  | 60
1074219 | 1 | 1 | Low Voltage | Breaker | MCB | TER | TD3M10 | 25 | 63 | 4 | 15 | 10 | 400 |  |  | TR-C |  | 7.5 | [5 empty] | IEC |  | 60
1074218 | 1 | 1 | Low Voltage | Breaker | MCB | TER | TD3M10 | 32 | 63 | 4 | 15 | 10 | 400 |  |  | TR-C |  | 7.5 | [5 empty] | IEC |  | 60
1074217 | 1 | 1 | Low Voltage | Breaker | MCB | TER | TD3M10 | 40 | 63 | 4 | 15 | 10 | 400 |  |  | TR-C |  | 7.5 | [5 empty] | IEC |  | 60
1074216 | 1 | 1 | Low Voltage | Breaker | MCB | TER | TD3M10 | 50 | 63 | 4 | 15 | 10 | 400 |  |  | TR-C |  | 7.5 | [5 empty] | IEC |  | 60
1074215 | 1 | 1 | Low Voltage | Breaker | MCB | TER | TD3M10 | 63 | 63 | 4 | 15 | 10 | 400 |  |  | TR-C |  | 7.5 | [5 empty] | IEC |  | 60
1058633 | 1 | 1 | Low Voltage | Breaker | MCB | TER | TD3M10 | 2 | 63 | 4 | 80 | 10 | 400 |  |  | TR-C |  | 7.5 | [5 empty] | IEC |  | 60
1058634 | 1 | 1 | Low Voltage | Breaker | MCB | TER | TD3M10 | 4 | 63 | 4 | 50 | 10 | 400 |  |  | TR-C |  | 7.5 | [5 empty] | IEC |  | 60
1058635 | 1 | 1 | Low Voltage | Breaker | MCB | TER | TD3M10 | 6 | 63 | 4 | 30 | 10 | 400 |  |  | TR-C |  | 7.5 | [5 empty] | IEC |  | 60
1058653 | 1 | 1 | Low Voltage | Breaker | MCB | TER | TD3M10 | 10 | 63 | 4 | 15 | 10 | 400 |  |  | TR-C |  | 7.5 | [5 empty] | IEC |  | 60
1058654 | 1 | 1 | Low Voltage | Breaker | MCB | TER | TD3M10 | 16 | 63 | 4 | 15 | 10 | 400 |  |  | TR-C |  | 7.5 | [5 empty] | IEC |  | 60
1055967 | 1 | 1 | Low Voltage | Breaker | MCB | TER | TD3M10 | 20 | 63 | 4 | 15 | 10 | 400 |  |  | TR-C |  | 7.5 | [5 empty] | IEC |  | 60
1055983 | 1 | 1 | Low Voltage | Breaker | MCB | TER | TD3M10 | 25 | 63 | 4 | 15 | 10 | 400 |  |  | TR-C |  | 7.5 | [5 empty] | IEC |  | 60
1055964 | 1 | 1 | Low Voltage | Breaker | MCB | TER | TD3M10 | 32 | 63 | 4 | 15 | 10 | 400 |  |  | TR-C |  | 7.5 | [5 empty] | IEC |  | 60
1056302 | 1 | 1 | Low Voltage | Breaker | MCB | TER | TD3M10 | 40 | 63 | 4 | 15 | 10 | 400 |  |  | TR-C |  | 7.5 | [5 empty] | IEC |  | 60
1058655 | 1 | 1 | Low Voltage | Breaker | MCB | TER | TD3M10 | 50 | 63 | 4 | 15 | 10 | 400 |  |  | TR-C |  | 7.5 | [5 empty] | IEC |  | 60
1058656 | 1 | 1 | Low Voltage | Breaker | MCB | TER | TD3M10 | 63 | 63 | 4 | 15 | 10 | 400 |  |  | TR-C |  | 7.5 | [5 empty] | IEC |  | 60
1074244 | 1 | 1 | Low Voltage | Breaker | MCB | TER | TD3M10 | 1 | 63 | 1 | 80 | 10 | 230 |  |  | TR-D |  | 7.5 | [5 empty] | IEC |  | 60
1074243 | 1 | 1 | Low Voltage | Breaker | MCB | TER | TD3M10 | 2 | 63 | 1 | 80 | 10 | 230 |  |  | TR-D |  | 7.5 | [5 empty] | IEC |  | 60
1074242 | 1 | 1 | Low Voltage | Breaker | MCB | TER | TD3M10 | 3 | 63 | 1 | 50 | 10 | 230 |  |  | TR-D |  | 7.5 | [5 empty] | IEC |  | 60
1074241 | 1 | 1 | Low Voltage | Breaker | MCB | TER | TD3M10 | 4 | 63 | 1 | 15 | 10 | 230 |  |  | TR-D |  | 7.5 | [5 empty] | IEC |  | 60
1074240 | 1 | 1 | Low Voltage | Breaker | MCB | TER | TD3M10 | 6 | 63 | 1 | 30 | 10 | 230 |  |  | TR-D |  | 7.5 | [5 empty] | IEC |  | 60
1074239 | 1 | 1 | Low Voltage | Breaker | MCB | TER | TD3M10 | 10 | 63 | 1 | 15 | 10 | 230 |  |  | TR-D |  | 7.5 | [5 empty] | IEC |  | 60
1074238 | 1 | 1 | Low Voltage | Breaker | MCB | TER | TD3M10 | 16 | 63 | 1 | 15 | 10 | 230 |  |  | TR-D |  | 7.5 | [5 empty] | IEC |  | 60
1074237 | 1 | 1 | Low Voltage | Breaker | MCB | TER | TD3M10 | 20 | 63 | 1 | 15 | 10 | 230 |  |  | TR-D |  | 7.5 | [5 empty] | IEC |  | 60
1074236 | 1 | 1 | Low Voltage | Breaker | MCB | TER | TD3M10 | 25 | 63 | 1 | 15 | 10 | 230 |  |  | TR-D |  | 7.5 | [5 empty] | IEC |  | 60
1074235 | 1 | 1 | Low Voltage | Breaker | MCB | TER | TD3M10 | 32 | 63 | 1 | 15 | 10 | 230 |  |  | TR-D |  | 7.5 | [5 empty] | IEC |  | 60
1074234 | 1 | 1 | Low Voltage | Breaker | MCB | TER | TD3M10 | 40 | 63 | 1 | 15 | 10 | 230 |  |  | TR-D |  | 7.5 | [5 empty] | IEC |  | 60
1074233 | 1 | 1 | Low Voltage | Breaker | MCB | TER | TD3M10 | 50 | 63 | 1 | 15 | 10 | 230 |  |  | TR-D |  | 7.5 | [5 empty] | IEC |  | 60
1074232 | 1 | 1 | Low Voltage | Breaker | MCB | TER | TD3M10 | 63 | 63 | 1 | 15 | 10 | 230 |  |  | TR-D |  | 7.5 | [5 empty] | IEC |  | 60
1074245 | 1 | 1 | Low Voltage | Breaker | MCB | TER | TD3M10 | 0.5 | 63 | 1 | 80 | 10 | 230 |  |  | TR-D |  | 7.5 | [5 empty] | IEC |  | 60
1074261 | 1 | 1 | Low Voltage | Breaker | MCB | TER | TD3M10 | 1 | 63 | 2 | 80 | 10 | 400 |  |  | TR-D |  | 7.5 | [5 empty] | IEC |  | 60
1074260 | 1 | 1 | Low Voltage | Breaker | MCB | TER | TD3M10 | 2 | 63 | 2 | 80 | 10 | 400 |  |  | TR-D |  | 7.5 | [5 empty] | IEC |  | 60
1074259 | 1 | 1 | Low Voltage | Breaker | MCB | TER | TD3M10 | 3 | 63 | 2 | 50 | 10 | 400 |  |  | TR-D |  | 7.5 | [5 empty] | IEC |  | 60
1074258 | 1 | 1 | Low Voltage | Breaker | MCB | TER | TD3M10 | 4 | 63 | 2 | 50 | 10 | 400 |  |  | TR-D |  | 7.5 | [5 empty] | IEC |  | 60
1074257 | 1 | 1 | Low Voltage | Breaker | MCB | TER | TD3M10 | 6 | 63 | 2 | 30 | 10 | 400 |  |  | TR-D |  | 7.5 | [5 empty] | IEC |  | 60
1074256 | 1 | 1 | Low Voltage | Breaker | MCB | TER | TD3M10 | 10 | 63 | 2 | 15 | 10 | 400 |  |  | TR-D |  | 7.5 | [5 empty] | IEC |  | 60
1074255 | 1 | 1 | Low Voltage | Breaker | MCB | TER | TD3M10 | 16 | 63 | 2 | 15 | 10 | 400 |  |  | TR-D |  | 7.5 | [5 empty] | IEC |  | 60
1074254 | 1 | 1 | Low Voltage | Breaker | MCB | TER | TD3M10 | 20 | 63 | 2 | 15 | 10 | 400 |  |  | TR-D |  | 7.5 | [5 empty] | IEC |  | 60
1074253 | 1 | 1 | Low Voltage | Breaker | MCB | TER | TD3M10 | 25 | 63 | 2 | 15 | 10 | 400 |  |  | TR-D |  | 7.5 | [5 empty] | IEC |  | 60
1074252 | 1 | 1 | Low Voltage | Breaker | MCB | TER | TD3M10 | 32 | 63 | 2 | 15 | 10 | 400 |  |  | TR-D |  | 7.5 | [5 empty] | IEC |  | 60
1074251 | 1 | 1 | Low Voltage | Breaker | MCB | TER | TD3M10 | 40 | 63 | 2 | 15 | 10 | 400 |  |  | TR-D |  | 7.5 | [5 empty] | IEC |  | 60
1074250 | 1 | 1 | Low Voltage | Breaker | MCB | TER | TD3M10 | 50 | 63 | 2 | 15 | 10 | 400 |  |  | TR-D |  | 7.5 | [5 empty] | IEC |  | 60
1074249 | 1 | 1 | Low Voltage | Breaker | MCB | TER | TD3M10 | 63 | 63 | 2 | 15 | 10 | 400 |  |  | TR-D |  | 7.5 | [5 empty] | IEC |  | 60
1074262 | 1 | 1 | Low Voltage | Breaker | MCB | TER | TD3M10 | 0.5 | 63 | 2 | 15 | 10 | 400 |  |  | TR-D |  | 7.5 | [5 empty] | IEC |  | 60
1074278 | 1 | 1 | Low Voltage | Breaker | MCB | TER | TD3M10 | 1 | 63 | 3 | 80 | 10 | 400 |  |  | TR-D |  | 7.5 | [5 empty] | IEC |  | 60
1074277 | 1 | 1 | Low Voltage | Breaker | MCB | TER | TD3M10 | 2 | 63 | 3 | 80 | 10 | 400 |  |  | TR-D |  | 7.5 | [5 empty] | IEC |  | 60
1074276 | 1 | 1 | Low Voltage | Breaker | MCB | TER | TD3M10 | 3 | 63 | 3 | 15 | 10 | 400 |  |  | TR-D |  | 7.5 | [5 empty] | IEC |  | 60
1074275 | 1 | 1 | Low Voltage | Breaker | MCB | TER | TD3M10 | 4 | 63 | 3 | 50 | 10 | 400 |  |  | TR-D |  | 7.5 | [5 empty] | IEC |  | 60
1074274 | 1 | 1 | Low Voltage | Breaker | MCB | TER | TD3M10 | 6 | 63 | 3 | 30 | 10 | 400 |  |  | TR-D |  | 7.5 | [5 empty] | IEC |  | 60
1074273 | 1 | 1 | Low Voltage | Breaker | MCB | TER | TD3M10 | 10 | 63 | 3 | 15 | 10 | 400 |  |  | TR-D |  | 7.5 | [5 empty] | IEC |  | 60
1074272 | 1 | 1 | Low Voltage | Breaker | MCB | TER | TD3M10 | 16 | 63 | 3 | 15 | 10 | 400 |  |  | TR-D |  | 7.5 | [5 empty] | IEC |  | 60
1074271 | 1 | 1 | Low Voltage | Breaker | MCB | TER | TD3M10 | 20 | 63 | 3 | 15 | 10 | 400 |  |  | TR-D |  | 7.5 | [5 empty] | IEC |  | 60
1074270 | 1 | 1 | Low Voltage | Breaker | MCB | TER | TD3M10 | 25 | 63 | 3 | 15 | 10 | 400 |  |  | TR-D |  | 7.5 | [5 empty] | IEC |  | 60
1074269 | 1 | 1 | Low Voltage | Breaker | MCB | TER | TD3M10 | 32 | 63 | 3 | 15 | 10 | 400 |  |  | TR-D |  | 7.5 | [5 empty] | IEC |  | 60
1074268 | 1 | 1 | Low Voltage | Breaker | MCB | TER | TD3M10 | 40 | 63 | 3 | 15 | 10 | 400 |  |  | TR-D |  | 7.5 | [5 empty] | IEC |  | 60
1074267 | 1 | 1 | Low Voltage | Breaker | MCB | TER | TD3M10 | 50 | 63 | 3 | 15 | 10 | 400 |  |  | TR-D |  | 7.5 | [5 empty] | IEC |  | 60
1074266 | 1 | 1 | Low Voltage | Breaker | MCB | TER | TD3M10 | 63 | 63 | 3 | 15 | 10 | 400 |  |  | TR-D |  | 7.5 | [5 empty] | IEC |  | 60
1074279 | 1 | 1 | Low Voltage | Breaker | MCB | TER | TD3M10 | 0.5 | 63 | 3 | 15 | 10 | 400 |  |  | TR-D |  | 7.5 | [5 empty] | IEC |  | 60
1074293 | 1 | 1 | Low Voltage | Breaker | MCB | TER | TD3M10 | 1 | 63 | 4 | 80 | 10 | 400 |  |  | TR-D |  | 7.5 | [5 empty] | IEC |  | 60
1074292 | 1 | 1 | Low Voltage | Breaker | MCB | TER | TD3M10 | 2 | 63 | 4 | 80 | 10 | 400 |  |  | TR-D |  | 7.5 | [5 empty] | IEC |  | 60
1074291 | 1 | 1 | Low Voltage | Breaker | MCB | TER | TD3M10 | 3 | 63 | 4 | 50 | 10 | 400 |  |  | TR-D |  | 7.5 | [5 empty] | IEC |  | 60
1074290 | 1 | 1 | Low Voltage | Breaker | MCB | TER | TD3M10 | 4 | 63 | 4 | 30 | 10 | 400 |  |  | TR-D |  | 7.5 | [5 empty] | IEC |  | 60
1074289 | 1 | 1 | Low Voltage | Breaker | MCB | TER | TD3M10 | 6 | 63 | 4 | 30 | 10 | 400 |  |  | TR-D |  | 7.5 | [5 empty] | IEC |  | 60
1074288 | 1 | 1 | Low Voltage | Breaker | MCB | TER | TD3M10 | 10 | 63 | 4 | 15 | 10 | 400 |  |  | TR-D |  | 7.5 | [5 empty] | IEC |  | 60
1074287 | 1 | 1 | Low Voltage | Breaker | MCB | TER | TD3M10 | 16 | 63 | 4 | 15 | 10 | 400 |  |  | TR-D |  | 7.5 | [5 empty] | IEC |  | 60
1074286 | 1 | 1 | Low Voltage | Breaker | MCB | TER | TD3M10 | 20 | 63 | 4 | 15 | 10 | 400 |  |  | TR-D |  | 7.5 | [5 empty] | IEC |  | 60
1055982 | 1 | 1 | Low Voltage | Breaker | MCB | TER | TD3M10 | 25 | 63 | 4 | 15 | 10 | 400 |  |  | TR-D |  | 7.5 | [5 empty] | IEC |  | 60
1074285 | 1 | 1 | Low Voltage | Breaker | MCB | TER | TD3M10 | 32 | 63 | 4 | 15 | 10 | 400 |  |  | TR-D |  | 7.5 | [5 empty] | IEC |  | 60
1056303 | 1 | 1 | Low Voltage | Breaker | MCB | TER | TD3M10 | 40 | 63 | 4 | 15 | 10 | 400 |  |  | TR-D |  | 7.5 | [5 empty] | IEC |  | 60
1074284 | 1 | 1 | Low Voltage | Breaker | MCB | TER | TD3M10 | 50 | 63 | 4 | 15 | 10 | 400 |  |  | TR-D |  | 7.5 | [5 empty] | IEC |  | 60
1074283 | 1 | 1 | Low Voltage | Breaker | MCB | TER | TD3M10 | 63 | 63 | 4 | 15 | 10 | 400 |  |  | TR-D |  | 7.5 | [5 empty] | IEC |  | 60
1074294 | 1 | 1 | Low Voltage | Breaker | MCB | TER | TD3M10 | 0.5 | 63 | 4 | 15 | 10 | 400 |  |  | TR-D |  | 7.5 | [5 empty] | IEC |  | 60
1147786 | 1 | 1 | Low Voltage | Breaker | MCB | TER | TD3M06 | 6 | 40 | 2 | NIL | 6 | 230 |  |  | TR-B |  | 6 | [5 empty] | IEC |  | 60
1147399 | 1 | 1 | Low Voltage | Breaker | MCB | TER | TD3M06 | 10 | 40 | 2 | NIL | 6 | 230 |  |  | TR-B |  | 6 | [5 empty] | IEC |  | 60
1147763 | 1 | 1 | Low Voltage | Breaker | MCB | TER | TD3M06 | 16 | 40 | 2 | NIL | 6 | 230 |  |  | TR-B |  | 6 | [5 empty] | IEC |  | 60
1147767 | 1 | 1 | Low Voltage | Breaker | MCB | TER | TD3M06 | 20 | 40 | 2 | NIL | 6 | 230 |  |  | TR-B |  | 6 | [5 empty] | IEC |  | 60
1147771 | 1 | 1 | Low Voltage | Breaker | MCB | TER | TD3M06 | 25 | 40 | 2 | NIL | 6 | 230 |  |  | TR-B |  | 6 | [5 empty] | IEC |  | 60
1147775 | 1 | 1 | Low Voltage | Breaker | MCB | TER | TD3M06 | 32 | 40 | 2 | NIL | 6 | 230 |  |  | TR-B |  | 6 | [5 empty] | IEC |  | 60
1147779 | 1 | 1 | Low Voltage | Breaker | MCB | TER | TD3M06 | 40 | 40 | 2 | NIL | 6 | 230 |  |  | TR-B |  | 6 | [5 empty] | IEC |  | 60
1074199 | 1 | 1 | Low Voltage | Breaker | MCB | TER | TD3XA | 100 | 125 | 1 | 10 | 10 | 230 |  |  | TR-C |  | 7.5 | [5 empty] | IEC |  | 60
1074200 | 1 | 1 | Low Voltage | Breaker | MCB | TER | TD3XA | 80 | 125 | 1 | 10 | 10 | 230 |  |  | TR-C |  | 7.5 | [5 empty] | IEC |  | 60
1074198 | 1 | 1 | Low Voltage | Breaker | MCB | TER | TD3XA | 125 | 125 | 1 | 10 | 10 | 230 |  |  | TR-C |  | 7.5 | [5 empty] | IEC |  | 60
1074212 | 1 | 1 | Low Voltage | Breaker | MCB | TER | TD3XA | 80 | 125 | 2 | 10 | 10 | 400 |  |  | TR-C |  | 7.5 | [5 empty] | IEC |  | 60
1074211 | 1 | 1 | Low Voltage | Breaker | MCB | TER | TD3XA | 100 | 125 | 2 | 10 | 10 | 400 |  |  | TR-C |  | 7.5 | [5 empty] | IEC |  | 60
1074210 | 1 | 1 | Low Voltage | Breaker | MCB | TER | TD3XA | 125 | 125 | 2 | 10 | 10 | 400 |  |  | TR-C |  | 7.5 | [5 empty] | IEC |  | 60
1074214 | 1 | 1 | Low Voltage | Breaker | MCB | TER | TD3XA | 80 | 125 | 3 | 10 | 10 | 400 |  |  | TR-C |  | 7.5 | [5 empty] | IEC |  | 60
1066065 | 1 | 1 | Low Voltage | Breaker | MCB | TER | TD3XA | 100 | 125 | 3 | 10 | 10 | 400 |  |  | TR-C |  | 7.5 | [5 empty] | IEC |  | 60
1074213 | 1 | 1 | Low Voltage | Breaker | MCB | TER | TD3XA | 125 | 125 | 3 | 10 | 10 | 400 |  |  | TR-C |  | 7.5 | [5 empty] | IEC |  | 60
1074228 | 1 | 1 | Low Voltage | Breaker | MCB | TER | TD3XA | 80 | 125 | 4 | 10 | 10 | 400 |  |  | TR-C |  | 7.5 | [5 empty] | IEC |  | 60
1074227 | 1 | 1 | Low Voltage | Breaker | MCB | TER | TD3XA | 100 | 125 | 4 | 10 | 10 | 400 |  |  | TR-C |  | 7.5 | [5 empty] | IEC |  | 60
1074226 | 1 | 1 | Low Voltage | Breaker | MCB | TER | TD3XA | 125 | 125 | 4 | 10 | 10 | 400 |  |  | TR-C |  | 7.5 | [5 empty] | IEC |  | 60
1074231 | 1 | 1 | Low Voltage | Breaker | MCB | TER | TD3XA | 80 | 125 | 1 | 10 | 10 | 230 |  |  | TR-D |  | 7.5 | [5 empty] | IEC |  | 60
1074230 | 1 | 1 | Low Voltage | Breaker | MCB | TER | TD3XA | 100 | 125 | 1 | 10 | 10 | 230 |  |  | TR-D |  | 7.5 | [5 empty] | IEC |  | 60
1074229 | 1 | 1 | Low Voltage | Breaker | MCB | TER | TD3XA | 125 | 125 | 1 | 10 | 10 | 230 |  |  | TR-D |  | 7.5 | [5 empty] | IEC |  | 60
1074248 | 1 | 1 | Low Voltage | Breaker | MCB | TER | TD3XA | 80 | 125 | 2 | 10 | 10 | 400 |  |  | TR-D |  | 7.5 | [5 empty] | IEC |  | 60
1074247 | 1 | 1 | Low Voltage | Breaker | MCB | TER | TD3XA | 100 | 125 | 2 | 10 | 10 | 400 |  |  | TR-D |  | 7.5 | [5 empty] | IEC |  | 60
1074246 | 1 | 1 | Low Voltage | Breaker | MCB | TER | TD3XA | 125 | 125 | 2 | 10 | 10 | 400 |  |  | TR-D |  | 7.5 | [5 empty] | IEC |  | 60
1074265 | 1 | 1 | Low Voltage | Breaker | MCB | TER | TD3XA | 80 | 125 | 3 | 10 | 10 | 400 |  |  | TR-D |  | 7.5 | [5 empty] | IEC |  | 60
1074264 | 1 | 1 | Low Voltage | Breaker | MCB | TER | TD3XA | 100 | 125 | 3 | 10 | 10 | 400 |  |  | TR-D |  | 7.5 | [5 empty] | IEC |  | 60
1074263 | 1 | 1 | Low Voltage | Breaker | MCB | TER | TD3XA | 125 | 125 | 3 | 10 | 10 | 400 |  |  | TR-D |  | 7.5 | [5 empty] | IEC |  | 60
1074282 | 1 | 1 | Low Voltage | Breaker | MCB | TER | TD3XA | 80 | 125 | 4 | 10 | 10 | 400 |  |  | TR-D |  | 7.5 | [5 empty] | IEC |  | 60
1074281 | 1 | 1 | Low Voltage | Breaker | MCB | TER | TD3XA | 100 | 125 | 4 | 10 | 10 | 400 |  |  | TR-D |  | 7.5 | [5 empty] | IEC |  | 60
1074280 | 1 | 1 | Low Voltage | Breaker | MCB | TER | TD3XA | 125 | 125 | 4 | 10 | 10 | 400 |  |  | TR-D |  | 7.5 | [5 empty] | IEC |  | 60
1148329 | 1 | 1 | Low Voltage | Breaker | RCCB | TER | TD3RCCB |  | 25 | 2 |  | 0.63 | 220 |  |  | AI-TYPE | 30 |  | 0.63 |  |  |  |  | IEC | 6 | 50
1148350 | 1 | 1 | Low Voltage | Breaker | RCCB | TER | TD3RCCB |  | 40 | 2 |  | 0.63 | 220 |  |  | AI-TYPE | 30 |  | 0.63 |  |  |  |  | IEC | 6 | 50
1148351 | 1 | 1 | Low Voltage | Breaker | RCCB | TER | TD3RCCB |  | 63 | 2 |  | 0.63 | 220 |  |  | AI-TYPE | 30 |  | 0.63 |  |  |  |  | IEC | 6 | 50
1148352 | 1 | 1 | Low Voltage | Breaker | RCCB | TER | TD3RCCB |  | 40 | 4 |  | 0.63 | 380 |  |  | AI-TYPE | 30 |  | 0.63 |  |  |  |  | IEC | 6 | 50
1148353 | 1 | 1 | Low Voltage | Breaker | RCCB | TER | TD3RCCB |  | 40 | 4 |  | 0.63 | 380 |  |  | S-AI-TYPE | 300 |  | 0.63 |  |  |  |  | IEC | 6 | 50
1148354 | 1 | 1 | Low Voltage | Breaker | RCCB | TER | TD3RCCB |  | 100 | 4 |  | 0.63 | 380 |  |  | S-AI-TYPE | 300 |  | 0.63 |  |  |  |  | IEC | 6 | 50
1056269 | 1 | 1 | Low Voltage | Breaker | RCCB | TER | TD3RCCB |  | 25 | 2 |  | 0.63 | 220 |  |  | AC-type | 30 |  | 0.63 |  |  |  |  | IEC | 6 | 50
1069006 | 1 | 1 | Low Voltage | Breaker | RCCB | TER | TD3RCCB |  | 40 | 2 |  | 0.63 | 220 |  |  | AC-type | 30 |  | 0.63 |  |  |  |  | IEC | 6 | 50
1067841 | 1 | 1 | Low Voltage | Breaker | RCCB | TER | TD3RCCB |  | 63 | 2 |  | 0.63 | 220 |  |  | AC-type | 30 |  | 0.63 |  |  |  |  | IEC | 6 | 50
1062646 | 1 | 1 | Low Voltage | Breaker | RCCB | TER | TD3RCCB |  | 25 | 2 |  | 0.63 | 220 |  |  | AC-type | 300 |  | 0.63 |  |  |  |  | IEC | 6 | 50
1074298 | 1 | 1 | Low Voltage | Breaker | RCCB | TER | TD3RCCB |  | 40 | 2 |  | 0.63 | 220 |  |  | AC-type | 300 |  | 0.63 |  |  |  |  | IEC | 6 | 50
1074299 | 1 | 1 | Low Voltage | Breaker | RCCB | TER | TD3RCCB |  | 63 | 2 |  | 0.63 | 220 |  |  | AC-type | 300 |  | 0.63 |  |  |  |  | IEC | 6 | 50
1074308 | 1 | 1 | Low Voltage | Breaker | RCCB | TER | TD3RCCB |  | 25 | 2 |  | 0.63 | 220 |  |  | A-TYPE | 30 |  | 0.63 |  |  |  |  | IEC | 6 | 50
1074309 | 1 | 1 | Low Voltage | Breaker | RCCB | TER | TD3RCCB |  | 40 | 2 |  | 0.63 | 220 |  |  | A-TYPE | 30 |  | 0.63 |  |  |  |  | IEC | 6 | 50
1074310 | 1 | 1 | Low Voltage | Breaker | RCCB | TER | TD3RCCB |  | 63 | 2 |  | 0.63 | 220 |  |  | A-TYPE | 30 |  | 0.63 |  |  |  |  | IEC | 6 | 50
1061571 | 1 | 1 | Low Voltage | Breaker | RCCB | TER | TD3RCCB |  | 25 | 4 |  | 0.63 | 380 |  |  | AC-type | 30 |  | 0.63 |  |  |  |  | IEC | 6 | 50
1065174 | 1 | 1 | Low Voltage | Breaker | RCCB | TER | TD3RCCB |  | 40 | 4 |  | 0.63 | 380 |  |  | AC-type | 30 |  | 0.63 |  |  |  |  | IEC | 6 | 50
1065175 | 1 | 1 | Low Voltage | Breaker | RCCB | TER | TD3RCCB |  | 63 | 4 |  | 0.63 | 380 |  |  | AC-type | 30 |  | 0.63 |  |  |  |  | IEC | 6 | 50
1074300 | 1 | 1 | Low Voltage | Breaker | RCCB | TER | TD3RCCB |  | 80 | 4 |  | 0.63 | 380 |  |  | AC-type | 30 |  | 0.63 |  |  |  |  | IEC | 6 | 50
1074301 | 1 | 1 | Low Voltage | Breaker | RCCB | TER | TD3RCCB |  | 100 | 4 |  | 0.63 | 380 |  |  | AC-type | 30 |  | 0.63 |  |  |  |  | IEC | 6 | 50
1062645 | 1 | 1 | Low Voltage | Breaker | RCCB | TER | TD3RCCB |  | 25 | 4 |  | 0.63 | 380 |  |  | AC-type | 300 |  | 0.63 |  |  |  |  | IEC | 6 | 50
1062644 | 1 | 1 | Low Voltage | Breaker | RCCB | TER | TD3RCCB |  | 40 | 4 |  | 0.63 | 380 |  |  | AC-type | 300 |  | 0.63 |  |  |  |  | IEC | 6 | 50
1062643 | 1 | 1 | Low Voltage | Breaker | RCCB | TER | TD3RCCB |  | 63 | 4 |  | 0.63 | 380 |  |  | AC-type | 300 |  | 0.63 |  |  |  |  | IEC | 6 | 50
1074306 | 1 | 1 | Low Voltage | Breaker | RCCB | TER | TD3RCCB |  | 80 | 4 |  | 0.63 | 380 |  |  | AC-type | 300 |  | 0.63 |  |  |  |  | IEC | 6 | 50
1074307 | 1 | 1 | Low Voltage | Breaker | RCCB | TER | TD3RCCB |  | 100 | 4 |  | 0.63 | 380 |  |  | AC-type | 300 |  | 0.63 |  |  |  |  | IEC | 6 | 50
1055965 | 1 | 1 | Low Voltage | Breaker | RCCB | TER | TD3RCCB |  | 40 | 4 |  | 0.63 | 380 |  |  | A-TYPE | 30 |  | 0.63 |  |  |  |  | IEC | 6 | 50
1074311 | 1 | 1 | Low Voltage | Breaker | RCCB | TER | TD3RCCB |  | 100 | 4 |  | 0.63 | 380 |  |  | A-TYPE | 30 |  | 0.63 |  |  |  |  | IEC | 6 | 50
1074312 | 1 | 1 | Low Voltage | Breaker | RCCB | TER | TD3RCCB |  | 40 | 4 |  | 0.63 | 380 |  |  | A-TYPE | 300 |  | 0.63 |  |  |  |  | IEC | 6 | 50
1074313 | 1 | 1 | Low Voltage | Breaker | RCCB | TER | TD3RCCB |  | 100 | 4 |  | 0.63 | 380 |  |  | A-TYPE | 300 |  | 0.63 |  |  |  |  | IEC | 6 | 50
1074314 | 1 | 1 | Low Voltage | Breaker | RCCB | TER | TD3RCCB |  | 40 | 4 |  | 0.63 | 380 |  |  | AC S-TYPE | 300 |  | 0.63 |  |  |  |  | IEC | 6 | 50
1074315 | 1 | 1 | Low Voltage | Breaker | RCCB | TER | TD3RCCB |  | 100 | 4 |  | 0.63 | 380 |  |  | AC S-TYPE | 300 |  | 0.63 |  |  |  |  | IEC | 6 | 50
1074302 | 1 | 1 | Low Voltage | Breaker | RCCB | TER | TD3RCCB |  | 25 | 4 |  | 0.63 | 380 |  |  | AC-type | 100 |  | 0.63 |  |  |  |  | IEC | 6 | 50
1074303 | 1 | 1 | Low Voltage | Breaker | RCCB | TER | TD3RCCB |  | 40 | 4 |  | 0.63 | 380 |  |  | AC-type | 100 |  | 0.63 |  |  |  |  | IEC | 6 | 50
1104155 | 1 | 1 | Low Voltage | Breaker | RCCB | TER | TD3RCCB |  | 40 | 2 |  | 0.63 | 220 |  |  | S-AI-TYPE | 300 |  | 0.63 |  |  |  |  | IEC | 6 | 50
1104156 | 1 | 1 | Low Voltage | Breaker | RCCB | TER | TD3RCCB |  | 63 | 2 |  | 0.63 | 220 |  |  | S-AI-TYPE | 300 |  | 0.63 |  |  |  |  | IEC | 6 | 50
1074295 | 1 | 1 | Low Voltage | Breaker | RCCB | TER | TD3RCCB |  | 40 | 2 |  | 0.63 | 220 |  |  | AC-type | 100 |  | 0.63 |  |  |  |  | IEC | 6 | 50
1074296 | 1 | 1 | Low Voltage | Breaker | RCCB | TER | TD3RCCB |  | 63 | 2 |  | 0.63 | 220 |  |  | AC-type | 100 |  | 0.63 |  |  |  |  | IEC | 6 | 50
1074297 | 1 | 1 | Low Voltage | Breaker | RCCB | TER | TD3RCCB |  | 100 | 2 |  | 0.63 | 220 |  |  | AC-type | 100 |  | 0.63 |  |  |  |  | IEC | 6 | 50
1074304 | 1 | 1 | Low Voltage | Breaker | RCCB | TER | TD3RCCB |  | 63 | 4 |  | 0.63 | 380 |  |  | AC-type | 100 |  | 0.63 |  |  |  |  | IEC | 6 | 50
1074305 | 1 | 1 | Low Voltage | Breaker | RCCB | TER | TD3RCCB |  | 100 | 4 |  | 0.63 | 380 |  |  | AC-type | 100 |  | 0.63 |  |  |  |  | IEC | 6 | 50
1074321 | 1 | 1 | Low Voltage | Breaker | RCBO | TER | TD3RCBO | 10 | 40 | 1 | 10 | 10 | 240 |  |  | TR-B | 30 | 7.5 | 10 |  |  |  |  | IEC |  | 60
1114313 | 1 | 1 | Low Voltage | Breaker | RCBO | TER | TD3RCBO | 10 | 40 | 1 | 10 | 10 | 240 |  |  | TR-C | 30 | 7.5 | 10 |  |  |  |  | IEC |  | 60
1054933 | 1 | 1 | Low Voltage | Breaker | RCBO | TER | TD3RCBO | 10 | 40 | 1 | 10 | 10 | 240 |  |  | TR-C | 30 | 7.5 | 10 |  |  |  |  | IEC |  | 60
1112688 | 1 | 1 | Low Voltage | Breaker | RCBO | TER | TD3RCBO | 10 | 40 | 1 | 10 | 10 | 240 |  |  | TR-B | 30 | 7.5 | 10 |  |  |  |  | IEC |  | 60
1074320 | 1 | 1 | Low Voltage | Breaker | RCBO | TER | TD3RCBO | 16 | 40 | 1 | 10 | 10 | 240 |  |  | TR-B | 30 | 7.5 | 10 |  |  |  |  | IEC |  | 60
1114312 | 1 | 1 | Low Voltage | Breaker | RCBO | TER | TD3RCBO | 16 | 40 | 1 | 10 | 10 | 240 |  |  | TR-C | 30 | 7.5 | 10 |  |  |  |  | IEC |  | 60
1054934 | 1 | 1 | Low Voltage | Breaker | RCBO | TER | TD3RCBO | 16 | 40 | 1 | 10 | 10 | 240 |  |  | TR-C | 30 | 7.5 | 10 |  |  |  |  | IEC |  | 60
1112687 | 1 | 1 | Low Voltage | Breaker | RCBO | TER | TD3RCBO | 16 | 40 | 1 | 10 | 10 | 240 |  |  | TR-B | 30 | 7.5 | 10 |  |  |  |  | IEC |  | 60
1074319 | 1 | 1 | Low Voltage | Breaker | RCBO | TER | TD3RCBO | 20 | 40 | 1 | 10 | 10 | 240 |  |  | TR-B | 30 | 7.5 | 10 |  |  |  |  | IEC |  | 60
1114311 | 1 | 1 | Low Voltage | Breaker | RCBO | TER | TD3RCBO | 20 | 40 | 1 | 10 | 10 | 240 |  |  | TR-C | 30 | 7.5 | 10 |  |  |  |  | IEC |  | 60
1054935 | 1 | 1 | Low Voltage | Breaker | RCBO | TER | TD3RCBO | 20 | 40 | 1 | 10 | 10 | 240 |  |  | TR-C | 30 | 7.5 | 10 |  |  |  |  | IEC |  | 60
1112686 | 1 | 1 | Low Voltage | Breaker | RCBO | TER | TD3RCBO | 20 | 40 | 1 | 10 | 10 | 240 |  |  | TR-B | 30 | 7.5 | 10 |  |  |  |  | IEC |  | 60
1074318 | 1 | 1 | Low Voltage | Breaker | RCBO | TER | TD3RCBO | 25 | 40 | 1 | 10 | 10 | 240 |  |  | TR-B | 30 | 7.5 | 10 |  |  |  |  | IEC |  | 60
1114310 | 1 | 1 | Low Voltage | Breaker | RCBO | TER | TD3RCBO | 25 | 40 | 1 | 10 | 10 | 240 |  |  | TR-C | 30 | 7.5 | 10 |  |  |  |  | IEC |  | 60
1054936 | 1 | 1 | Low Voltage | Breaker | RCBO | TER | TD3RCBO | 25 | 40 | 1 | 10 | 10 | 240 |  |  | TR-C | 30 | 7.5 | 10 |  |  |  |  | IEC |  | 60
1112685 | 1 | 1 | Low Voltage | Breaker | RCBO | TER | TD3RCBO | 25 | 40 | 1 | 10 | 10 | 240 |  |  | TR-B | 30 | 7.5 | 10 |  |  |  |  | IEC |  | 60
1074317 | 1 | 1 | Low Voltage | Breaker | RCBO | TER | TD3RCBO | 32 | 40 | 1 | 10 | 10 | 240 |  |  | TR-B | 30 | 7.5 | 10 |  |  |  |  | IEC |  | 60
1114309 | 1 | 1 | Low Voltage | Breaker | RCBO | TER | TD3RCBO | 32 | 40 | 1 | 10 | 10 | 240 |  |  | TR-C | 30 | 7.5 | 10 |  |  |  |  | IEC |  | 60
1054937 | 1 | 1 | Low Voltage | Breaker | RCBO | TER | TD3RCBO | 32 | 40 | 1 | 10 | 10 | 240 |  |  | TR-C | 30 | 7.5 | 10 |  |  |  |  | IEC |  | 60
1112684 | 1 | 1 | Low Voltage | Breaker | RCBO | TER | TD3RCBO | 32 | 40 | 1 | 10 | 10 | 240 |  |  | TR-B | 30 | 7.5 | 10 |  |  |  |  | IEC |  | 60
1074316 | 1 | 1 | Low Voltage | Breaker | RCBO | TER | TD3RCBO | 40 | 40 | 1 | 10 | 10 | 240 |  |  | TR-B | 30 | 7.5 | 10 |  |  |  |  | IEC |  | 60
1114308 | 1 | 1 | Low Voltage | Breaker | RCBO | TER | TD3RCBO | 40 | 40 | 1 | 10 | 10 | 240 |  |  | TR-C | 30 | 7.5 | 10 |  |  |  |  | IEC |  | 60
1054938 | 1 | 1 | Low Voltage | Breaker | RCBO | TER | TD3RCBO | 40 | 40 | 1 | 10 | 10 | 240 |  |  | TR-C | 30 | 7.5 | 10 |  |  |  |  | IEC |  | 60
1112683 | 1 | 1 | Low Voltage | Breaker | RCBO | TER | TD3RCBO | 40 | 40 | 1 | 10 | 10 | 240 |  |  | TR-B | 30 | 7.5 | 10 |  |  |  |  | IEC |  | 60
1074322 | 1 | 1 | Low Voltage | Breaker | RCBO | TER | TD3RCBO | 6 | 40 | 1 | 10 | 10 | 240 |  |  | TR-B | 30 | 7.5 | 10 |  |  |  |  | IEC |  | 60
1114314 | 1 | 1 | Low Voltage | Breaker | RCBO | TER | TD3RCBO | 6 | 40 | 1 | 10 | 10 | 240 |  |  | TR-C | 30 | 7.5 | 10 |  |  |  |  | IEC |  | 60
1074323 | 1 | 1 | Low Voltage | Breaker | RCBO | TER | TD3RCBO | 6 | 40 | 1 | 10 | 10 | 240 |  |  | TR-C | 30 | 7.5 | 10 |  |  |  |  | IEC |  | 60
1114307 | 1 | 1 | Low Voltage | Breaker | RCBO | TER | TD3RCBO | 6 | 40 | 1 | 10 | 10 | 240 |  |  | TR-B | 30 | 7.5 | 10 |  |  |  |  | IEC |  | 60
1076294 | 1 | 1 | Low Voltage | Breaker | RCBO | TER | TD3RCBO | 6 | 40 | 1 | 10 | 10 | 240 |  |  | TR-C | 30 | 7.5 | 10 |  |  |  |  | IEC |  | 60
1148518 | 1 | 1 | Low Voltage | Breaker | RCBO | TER | TD3RCBO | 6 | 40 | 1 | 6 | 6 | 230 |  |  | TR-C | 30 |  | 10 |  |  |  |  | IEC |  | 60
1148519 | 1 | 1 | Low Voltage | Breaker | RCBO | TER | TD3RCBO | 10 | 40 | 1 | 6 | 6 | 230 |  |  | TR-C | 30 |  | 10 |  |  |  |  | IEC |  | 60
1148630 | 1 | 1 | Low Voltage | Breaker | RCBO | TER | TD3RCBO | 16 | 40 | 1 | 6 | 6 | 230 |  |  | TR-C | 30 |  | 10 |  |  |  |  | IEC |  | 60
1148631 | 1 | 1 | Low Voltage | Breaker | RCBO | TER | TD3RCBO | 20 | 40 | 1 | 6 | 6 | 230 |  |  | TR-C | 30 |  | 10 |  |  |  |  | IEC |  | 60
1148632 | 1 | 1 | Low Voltage | Breaker | RCBO | TER | TD3RCBO | 25 | 40 | 1 | 6 | 6 | 230 |  |  | TR-C | 30 |  | 10 |  |  |  |  | IEC |  | 60
1148633 | 1 | 1 | Low Voltage | Breaker | RCBO | TER | TD3RCBO | 32 | 40 | 1 | 6 | 6 | 230 |  |  | TR-C | 30 |  | 10 |  |  |  |  | IEC |  | 60
1148634 | 1 | 1 | Low Voltage | Breaker | RCBO | TER | TD3RCBO | 40 | 40 | 1 | 6 | 6 | 230 |  |  | TR-C | 30 |  | 10 |  |  |  |  | IEC |  | 60
1148635 | 1 | 1 | Low Voltage | Breaker | RCBO | TER | TD3RCBO | 6 | 40 | 1 | 6 | 6 | 230 |  |  | TR-C | 300 |  | 10 |  |  |  |  | IEC |  | 60
1148636 | 1 | 1 | Low Voltage | Breaker | RCBO | TER | TD3RCBO | 10 | 40 | 1 | 6 | 6 | 230 |  |  | TR-C | 300 |  | 10 |  |  |  |  | IEC |  | 60
1148637 | 1 | 1 | Low Voltage | Breaker | RCBO | TER | TD3RCBO | 16 | 40 | 1 | 6 | 6 | 230 |  |  | TR-C | 300 |  | 10 |  |  |  |  | IEC |  | 60
1148638 | 1 | 1 | Low Voltage | Breaker | RCBO | TER | TD3RCBO | 20 | 40 | 1 | 6 | 6 | 230 |  |  | TR-C | 300 |  | 10 |  |  |  |  | IEC |  | 60
1148639 | 1 | 1 | Low Voltage | Breaker | RCBO | TER | TD3RCBO | 25 | 40 | 1 | 6 | 6 | 230 |  |  | TR-C | 300 |  | 10 |  |  |  |  | IEC |  | 60
1148640 | 1 | 1 | Low Voltage | Breaker | RCBO | TER | TD3RCBO | 32 | 40 | 1 | 6 | 6 | 230 |  |  | TR-C | 300 |  | 10 |  |  |  |  | IEC |  | 60
1148641 | 1 | 1 | Low Voltage | Breaker | RCBO | TER | TD3RCBO | 40 | 40 | 1 | 6 | 6 | 230 |  |  | TR-C | 300 |  | 10 |  |  |  |  | IEC |  | 60
1049124-J | 1 | 1 | Low Voltage | Breaker | MCCB | TER | E125-NJ | 100 | 125 | 3 |  | 25 | 415 | FD |  |  |  | 19 | 57.5 |  | Dial adjustment | TMD | Mod_No | IEC |  | 60
1112503-J | 1 | 1 | Low Voltage | Breaker | MCCB | TER | E125-NJ | 100 | 125 | 4 |  | 25 | 415 | FD |  |  |  | 19 | 57.5 |  | Dial adjustment | TMD | Mod_No | IEC |  | 60
1053184-J | 1 | 1 | Low Voltage | Breaker | MCCB | TER | E125-NJ | 125 | 125 | 3 |  | 25 | 415 | FD |  |  |  | 19 | 57.5 |  | Dial adjustment | TMD | Mod_No | IEC |  | 60
1112504-J | 1 | 1 | Low Voltage | Breaker | MCCB | TER | E125-NJ | 125 | 125 | 4 |  | 25 | 415 | FD |  |  |  | 19 | 57.5 |  | Dial adjustment | TMD | Mod_No | IEC |  | 60
1049118-J | 1 | 1 | Low Voltage | Breaker | MCCB | TER | E125-NJ | 20 | 125 | 3 |  | 25 | 415 | FD |  |  |  | 19 | 57.5 |  | Dial adjustment | TMD | Mod_No | IEC |  | 60
1112479-J | 1 | 1 | Low Voltage | Breaker | MCCB | TER | E125-NJ | 20 | 125 | 4 |  | 25 | 415 | FD |  |  |  | 19 | 57.5 |  | Dial adjustment | TMD | Mod_No | IEC |  | 60
1049117-J | 1 | 1 | Low Voltage | Breaker | MCCB | TER | E125-NJ | 32 | 125 | 3 |  | 25 | 415 | FD |  |  |  | 19 | 57.5 |  | Dial adjustment | TMD | Mod_No | IEC |  | 60
1112500-J | 1 | 1 | Low Voltage | Breaker | MCCB | TER | E125-NJ | 32 | 125 | 4 |  | 25 | 415 | FD |  |  |  | 19 | 57.5 |  | Dial adjustment | TMD | Mod_No | IEC |  | 60
1049125-J | 1 | 1 | Low Voltage | Breaker | MCCB | TER | E125-NJ | 50 | 125 | 3 |  | 25 | 415 | FD |  |  |  | 19 | 57.5 |  | Dial adjustment | TMD | Mod_No | IEC |  | 60
1112501-J | 1 | 1 | Low Voltage | Breaker | MCCB | TER | E125-NJ | 50 | 125 | 4 |  | 25 | 415 | FD |  |  |  | 19 | 57.5 |  | Dial adjustment | TMD | Mod_No | IEC |  | 60
1053182-J | 1 | 1 | Low Voltage | Breaker | MCCB | TER | E125-NJ | 63 | 125 | 3 |  | 25 | 415 | FD |  |  |  | 19 | 57.5 |  | Dial adjustment | TMD | Mod_No | IEC |  | 60
1112502-J | 1 | 1 | Low Voltage | Breaker | MCCB | TER | E125-NJ | 63 | 125 | 4 |  | 25 | 415 | FD |  |  |  | 19 | 57.5 |  | Dial adjustment | TMD | Mod_No | IEC |  | 60
1149665 | 1 | 1 | Low Voltage | Breaker | MCCB | TER | E160-SF | 100 | 160 | 1 |  | 25 | 240 | FD |  |  |  | 13 | 57.5 |  | Fixed | TMF | Mod_No | IEC |  | 60
1117342 | 1 | 1 | Low Voltage | Breaker | MCCB | TER | E160-SF | 100 | 160 | 1 |  | 25 | 240 | FD |  |  |  | 13 | 57.5 |  | Fixed | TMF | Mod_No | IEC |  | 60
1149666 | 1 | 1 | Low Voltage | Breaker | MCCB | TER | E160-SF | 100 | 160 | 3 |  | 16 | 415 | FD |  |  |  | 8 | 36.8 |  | Fixed | TMF | Mod_No | IEC |  | 60
1149667 | 1 | 1 | Low Voltage | Breaker | MCCB | TER | E160-SF | 100 | 160 | 4 |  | 16 | 415 | FD |  |  |  | 8 | 36.8 |  | Fixed | TMF | Mod_No | IEC |  | 60
1149668 | 1 | 1 | Low Voltage | Breaker | MCCB | TER | E160-SF | 125 | 160 | 1 |  | 25 | 240 | FD |  |  |  | 13 | 57.5 |  | Fixed | TMF | Mod_No | IEC |  | 60
1149669 | 1 | 1 | Low Voltage | Breaker | MCCB | TER | E160-SF | 125 | 160 | 1 |  | 25 | 240 | FD |  |  |  | 13 | 57.5 |  | Fixed | TMF | Mod_No | IEC |  | 60
1149680 | 1 | 1 | Low Voltage | Breaker | MCCB | TER | E160-SF | 125 | 160 | 3 |  | 16 | 415 | FD |  |  |  | 8 | 36.8 |  | Fixed | TMF | Mod_No | IEC |  | 60
1149681 | 1 | 1 | Low Voltage | Breaker | MCCB | TER | E160-SF | 125 | 160 | 4 |  | 16 | 415 | FD |  |  |  | 8 | 36.8 |  | Fixed | TMF | Mod_No | IEC |  | 60
1149682 | 1 | 1 | Low Voltage | Breaker | MCCB | TER | E160-SF | 160 | 160 | 3 |  | 16 | 415 | FD |  |  |  | 8 | 36.8 |  | Fixed | TMF | Mod_No | IEC |  | 60
1149683 | 1 | 1 | Low Voltage | Breaker | MCCB | TER | E160-SF | 160 | 160 | 4 |  | 16 | 415 | FD |  |  |  | 8 | 36.8 |  | Fixed | TMF | Mod_No | IEC |  | 60
1149684 | 1 | 1 | Low Voltage | Breaker | MCCB | TER | E160-SF | 16 | 160 | 1 |  | 25 | 240 | FD |  |  |  | 13 | 57.5 |  | Fixed | TMF | Mod_No | IEC |  | 60
1149685 | 1 | 1 | Low Voltage | Breaker | MCCB | TER | E160-SF | 16 | 160 | 1 |  | 25 | 240 | FD |  |  |  | 13 | 57.5 |  | Fixed | TMF | Mod_No | IEC |  | 60
1149686 | 1 | 1 | Low Voltage | Breaker | MCCB | TER | E160-SF | 16 | 160 | 3 |  | 16 | 415 | FD |  |  |  | 8 | 36.8 |  | Fixed | TMF | Mod_No | IEC |  | 60
1149687 | 1 | 1 | Low Voltage | Breaker | MCCB | TER | E160-SF | 16 | 160 | 4 |  | 16 | 415 | FD |  |  |  | 8 | 36.8 |  | Fixed | TMF | Mod_No | IEC |  | 60
1149688 | 1 | 1 | Low Voltage | Breaker | MCCB | TER | E160-SF | 20 | 160 | 1 |  | 25 | 240 | FD |  |  |  | 13 | 57.5 |  | Fixed | TMF | Mod_No | IEC |  | 60
1067839 | 1 | 1 | Low Voltage | Breaker | MCCB | TER | E160-SF | 20 | 160 | 1 |  | 25 | 240 | FD |  |  |  | 13 | 57.5 |  | Fixed | TMF | Mod_No | IEC |  | 60
1149689 | 1 | 1 | Low Voltage | Breaker | MCCB | TER | E160-SF | 20 | 160 | 3 |  | 16 | 415 | FD |  |  |  | 8 | 36.8 |  | Fixed | TMF | Mod_No | IEC |  | 60
1149690 | 1 | 1 | Low Voltage | Breaker | MCCB | TER | E160-SF | 20 | 160 | 4 |  | 16 | 415 | FD |  |  |  | 8 | 36.8 |  | Fixed | TMF | Mod_No | IEC |  | 60
1149691 | 1 | 1 | Low Voltage | Breaker | MCCB | TER | E160-SF | 25 | 160 | 1 |  | 25 | 240 | FD |  |  |  | 13 | 57.5 |  | Fixed | TMF | Mod_No | IEC |  | 60
1149692 | 1 | 1 | Low Voltage | Breaker | MCCB | TER | E160-SF | 25 | 160 | 1 |  | 25 | 240 | FD |  |  |  | 13 | 57.5 |  | Fixed | TMF | Mod_No | IEC |  | 60
1149693 | 1 | 1 | Low Voltage | Breaker | MCCB | TER | E160-SF | 25 | 160 | 3 |  | 16 | 415 | FD |  |  |  | 8 | 36.8 |  | Fixed | TMF | Mod_No | IEC |  | 60
1149694 | 1 | 1 | Low Voltage | Breaker | MCCB | TER | E160-SF | 25 | 160 | 4 |  | 16 | 415 | FD |  |  |  | 8 | 36.8 |  | Fixed | TMF | Mod_No | IEC |  | 60
1064627 | 1 | 1 | Low Voltage | Breaker | MCCB | TER | E160-SF | 32 | 160 | 1 |  | 25 | 240 | FD |  |  |  | 13 | 57.5 |  | Fixed | TMF | Mod_No | IEC |  | 60
1103586 | 1 | 1 | Low Voltage | Breaker | MCCB | TER | E160-SF | 32 | 160 | 1 |  | 25 | 240 | FD |  |  |  | 13 | 57.5 |  | Fixed | TMF | Mod_No | IEC |  | 60
1149695 | 1 | 1 | Low Voltage | Breaker | MCCB | TER | E160-SF | 32 | 160 | 3 |  | 16 | 415 | FD |  |  |  | 8 | 36.8 |  | Fixed | TMF | Mod_No | IEC |  | 60
1149696 | 1 | 1 | Low Voltage | Breaker | MCCB | TER | E160-SF | 32 | 160 | 4 |  | 16 | 415 | FD |  |  |  | 8 | 36.8 |  | Fixed | TMF | Mod_No | IEC |  | 60
1064628 | 1 | 1 | Low Voltage | Breaker | MCCB | TER | E160-SF | 40 | 160 | 1 |  | 25 | 240 | FD |  |  |  | 13 | 57.5 |  | Fixed | TMF | Mod_No | IEC |  | 60
1103587 | 1 | 1 | Low Voltage | Breaker | MCCB | TER | E160-SF | 40 | 160 | 1 |  | 25 | 240 | FD |  |  |  | 13 | 57.5 |  | Fixed | TMF | Mod_No | IEC |  | 60
1149697 | 1 | 1 | Low Voltage | Breaker | MCCB | TER | E160-SF | 40 | 160 | 3 |  | 16 | 415 | FD |  |  |  | 8 | 36.8 |  | Fixed | TMF | Mod_No | IEC |  | 60
1149698 | 1 | 1 | Low Voltage | Breaker | MCCB | TER | E160-SF | 40 | 160 | 4 |  | 16 | 415 | FD |  |  |  | 8 | 36.8 |  | Fixed | TMF | Mod_No | IEC |  | 60
1064629 | 1 | 1 | Low Voltage | Breaker | MCCB | TER | E160-SF | 50 | 160 | 1 |  | 25 | 240 | FD |  |  |  | 13 | 57.5 |  | Fixed | TMF | Mod_No | IEC |  | 60
1103588 | 1 | 1 | Low Voltage | Breaker | MCCB | TER | E160-SF | 50 | 160 | 1 |  | 25 | 240 | FD |  |  |  | 13 | 57.5 |  | Fixed | TMF | Mod_No | IEC |  | 60
1149699 | 1 | 1 | Low Voltage | Breaker | MCCB | TER | E160-SF | 50 | 160 | 3 |  | 16 | 415 | FD |  |  |  | 8 | 36.8 |  | Fixed | TMF | Mod_No | IEC |  | 60
1149700 | 1 | 1 | Low Voltage | Breaker | MCCB | TER | E160-SF | 50 | 160 | 4 |  | 16 | 415 | FD |  |  |  | 8 | 36.8 |  | Fixed | TMF | Mod_No | IEC |  | 60
1064630 | 1 | 1 | Low Voltage | Breaker | MCCB | TER | E160-SF | 63 | 160 | 1 |  | 25 | 240 | FD |  |  |  | 13 | 57.5 |  | Fixed | TMF | Mod_No | IEC |  | 60
1103589 | 1 | 1 | Low Voltage | Breaker | MCCB | TER | E160-SF | 63 | 160 | 1 |  | 25 | 240 | FD |  |  |  | 13 | 57.5 |  | Fixed | TMF | Mod_No | IEC |  | 60
1149701 | 1 | 1 | Low Voltage | Breaker | MCCB | TER | E160-SF | 63 | 160 | 3 |  | 16 | 415 | FD |  |  |  | 8 | 36.8 |  | Fixed | TMF | Mod_No | IEC |  | 60
1149702 | 1 | 1 | Low Voltage | Breaker | MCCB | TER | E160-SF | 63 | 160 | 4 |  | 16 | 415 | FD |  |  |  | 8 | 36.8 |  | Fixed | TMF | Mod_No | IEC |  | 60
1064631 | 1 | 1 | Low Voltage | Breaker | MCCB | TER | E160-SF | 80 | 160 | 1 |  | 25 | 240 | FD |  |  |  | 13 | 57.5 |  | Fixed | TMF | Mod_No | IEC |  | 60
1103590 | 1 | 1 | Low Voltage | Breaker | MCCB | TER | E160-SF | 80 | 160 | 1 |  | 25 | 240 | FD |  |  |  | 13 | 57.5 |  | Fixed | TMF | Mod_No | IEC |  | 60
1149703 | 1 | 1 | Low Voltage | Breaker | MCCB | TER | E160-SF | 80 | 160 | 3 |  | 16 | 415 | FD |  |  |  | 8 | 36.8 |  | Fixed | TMF | Mod_No | IEC |  | 60
1149704 | 1 | 1 | Low Voltage | Breaker | MCCB | TER | E160-SF | 80 | 160 | 4 |  | 16 | 415 | FD |  |  |  | 8 | 36.8 |  | Fixed | TMF | Mod_No | IEC |  | 60
1149705 | 1 | 1 | Low Voltage | Breaker | MCCB | TER | E160-SJ | 100 | 160 | 3 |  | 16 | 415 | FD |  |  |  | 8 | 36.8 |  | Dial adjustment | TMA | Mod_No | IEC |  | 60
1149706 | 1 | 1 | Low Voltage | Breaker | MCCB | TER | E160-SJ | 100 | 160 | 4 |  | 16 | 415 | FD |  |  |  | 8 | 36.8 |  | Dial adjustment | TMA | Mod_No | IEC |  | 60
1149707 | 1 | 1 | Low Voltage | Breaker | MCCB | TER | E160-SJ | 125 | 160 | 3 |  | 16 | 415 | FD |  |  |  | 8 | 36.8 |  | Dial adjustment | TMA | Mod_No | IEC |  | 60
1149708 | 1 | 1 | Low Voltage | Breaker | MCCB | TER | E160-SJ | 125 | 160 | 4 |  | 16 | 415 | FD |  |  |  | 8 | 36.8 |  | Dial adjustment | TMA | Mod_No | IEC |  | 60
1149709 | 1 | 1 | Low Voltage | Breaker | MCCB | TER | E160-SJ | 160 | 160 | 3 |  | 16 | 415 | FD |  |  |  | 8 | 36.8 |  | Dial adjustment | TMA | Mod_No | IEC |  | 60
1149710 | 1 | 1 | Low Voltage | Breaker | MCCB | TER | E160-SJ | 160 | 160 | 4 |  | 16 | 415 | FD |  |  |  | 8 | 36.8 |  | Dial adjustment | TMA | Mod_No | IEC |  | 60
1149711 | 1 | 1 | Low Voltage | Breaker | MCCB | TER | E160-SJ | 25 | 160 | 3 |  | 16 | 415 | FD |  |  |  | 8 | 36.8 |  | Dial adjustment | TMA | Mod_No | IEC |  | 60
1149712 | 1 | 1 | Low Voltage | Breaker | MCCB | TER | E160-SJ | 25 | 160 | 4 |  | 16 | 415 | FD |  |  |  | 8 | 36.8 |  | Dial adjustment | TMA | Mod_No | IEC |  | 60
1149713 | 1 | 1 | Low Voltage | Breaker | MCCB | TER | E160-SJ | 40 | 160 | 3 |  | 16 | 415 | FD |  |  |  | 8 | 36.8 |  | Dial adjustment | TMA | Mod_No | IEC |  | 60
1149714 | 1 | 1 | Low Voltage | Breaker | MCCB | TER | E160-SJ | 40 | 160 | 4 |  | 16 | 415 | FD |  |  |  | 8 | 36.8 |  | Dial adjustment | TMA | Mod_No | IEC |  | 60
1149715 | 1 | 1 | Low Voltage | Breaker | MCCB | TER | E160-SJ | 63 | 160 | 3 |  | 16 | 415 | FD |  |  |  | 8 | 36.8 |  | Dial adjustment | TMA | Mod_No | IEC |  | 60
1149716 | 1 | 1 | Low Voltage | Breaker | MCCB | TER | E160-SJ | 63 | 160 | 4 |  | 16 | 415 | FD |  |  |  | 8 | 36.8 |  | Dial adjustment | TMA | Mod_No | IEC |  | 60
1149717 | 1 | 1 | Low Voltage | Breaker | MCCB | TER | E160-SJ | 80 | 160 | 3 |  | 16 | 415 | FD |  |  |  | 8 | 36.8 |  | Dial adjustment | TMA | Mod_No | IEC |  | 60
1149718 | 1 | 1 | Low Voltage | Breaker | MCCB | TER | E160-SJ | 80 | 160 | 4 |  | 16 | 415 | FD |  |  |  | 8 | 36.8 |  | Dial adjustment | TMA | Mod_No | IEC |  | 60
1149216-J | 1 | 1 | Low Voltage | Breaker | MCCB | TER | E250-NJ | 100 | 250 | 3 |  | 25 | 415 | FD |  |  |  | 19 | 57.5 |  | Dial adjustment | TMD | Mod_No | IEC |  | 60
1149221-J | 1 | 1 | Low Voltage | Breaker | MCCB | TER | E250-NJ | 100 | 250 | 4 |  | 25 | 415 | FD |  |  |  | 19 | 57.5 |  | Dial adjustment | TMD | Mod_No | IEC |  | 60
1121311-J | 1 | 1 | Low Voltage | Breaker | MCCB | TER | E250-NJ | 125 | 250 | 3 |  | 25 | 415 | FD |  |  |  | 19 | 57.5 |  | Dial adjustment | TMD | Mod_No | IEC |  | 60
1053197-J | 1 | 1 | Low Voltage | Breaker | MCCB | TER | E250-NJ | 160 | 250 | 3 |  | 25 | 415 | FD |  |  |  | 19 | 57.5 |  | Dial adjustment | TMD | Mod_No | IEC |  | 60
1112505-J | 1 | 1 | Low Voltage | Breaker | MCCB | TER | E250-NJ | 160 | 250 | 4 |  | 25 | 415 | FD |  |  |  | 19 | 57.5 |  | Dial adjustment | TMD | Mod_No | IEC |  | 60
1053200-J | 1 | 1 | Low Voltage | Breaker | MCCB | TER | E250-NJ | 200 | 250 | 3 |  | 25 | 415 | FD |  |  |  | 19 | 57.5 |  | Dial adjustment | TMD | Mod_No | IEC |  | 60
1112506-J | 1 | 1 | Low Voltage | Breaker | MCCB | TER | E250-NJ | 200 | 250 | 4 |  | 25 | 415 | FD |  |  |  | 19 | 57.5 |  | Dial adjustment | TMD | Mod_No | IEC |  | 60
1149212-J | 1 | 1 | Low Voltage | Breaker | MCCB | TER | E250-NJ | 20 | 250 | 3 |  | 25 | 415 | FD |  |  |  | 19 | 57.5 |  | Dial adjustment | TMD | Mod_No | IEC |  | 60
1149217-J | 1 | 1 | Low Voltage | Breaker | MCCB | TER | E250-NJ | 20 | 250 | 4 |  | 25 | 415 | FD |  |  |  | 19 | 57.5 |  | Dial adjustment | TMD | Mod_No | IEC |  | 60
1053201-J | 1 | 1 | Low Voltage | Breaker | MCCB | TER | E250-NJ | 250 | 250 | 3 |  | 25 | 415 | FD |  |  |  | 19 | 57.5 |  | Dial adjustment | TMD | Mod_No | IEC |  | 60
1112507-J | 1 | 1 | Low Voltage | Breaker | MCCB | TER | E250-NJ | 250 | 250 | 4 |  | 25 | 415 | FD |  |  |  | 19 | 57.5 |  | Dial adjustment | TMD | Mod_No | IEC |  | 60
1149213-J | 1 | 1 | Low Voltage | Breaker | MCCB | TER | E250-NJ | 32 | 250 | 3 |  | 25 | 415 | FD |  |  |  | 19 | 57.5 |  | Dial adjustment | TMD | Mod_No | IEC |  | 60
1149218-J | 1 | 1 | Low Voltage | Breaker | MCCB | TER | E250-NJ | 32 | 250 | 4 |  | 25 | 415 | FD |  |  |  | 19 | 57.5 |  | Dial adjustment | TMD | Mod_No | IEC |  | 60
1149214-J | 1 | 1 | Low Voltage | Breaker | MCCB | TER | E250-NJ | 50 | 250 | 3 |  | 25 | 415 | FD |  |  |  | 19 | 57.5 |  | Dial adjustment | TMD | Mod_No | IEC |  | 60
1149219-J | 1 | 1 | Low Voltage | Breaker | MCCB | TER | E250-NJ | 50 | 250 | 4 |  | 25 | 415 | FD |  |  |  | 19 | 57.5 |  | Dial adjustment | TMD | Mod_No | IEC |  | 60
1149215-J | 1 | 1 | Low Voltage | Breaker | MCCB | TER | E250-NJ | 63 | 250 | 3 |  | 25 | 415 | FD |  |  |  | 19 | 57.5 |  | Dial adjustment | TMD | Mod_No | IEC |  | 60
1149220-J | 1 | 1 | Low Voltage | Breaker | MCCB | TER | E250-NJ | 63 | 250 | 4 |  | 25 | 415 | FD |  |  |  | 19 | 57.5 |  | Dial adjustment | TMD | Mod_No | IEC |  | 60
1149719 | 1 | 1 | Low Voltage | Breaker | MCCB | TER | E250-SCF | 100 | 250 | 3 |  | 16 | 415 | FD |  |  |  | 8 | 36.8 |  | Fixed | TMF | Mod_No | IEC |  | 60
1149720 | 1 | 1 | Low Voltage | Breaker | MCCB | TER | E250-SCF | 100 | 250 | 4 |  | 16 | 415 | FD |  |  |  | 8 | 36.8 |  | Fixed | TMF | Mod_No | IEC |  | 60
1149721 | 1 | 1 | Low Voltage | Breaker | MCCB | TER | E250-SCF | 125 | 250 | 3 |  | 16 | 415 | FD |  |  |  | 8 | 36.8 |  | Fixed | TMF | Mod_No | IEC |  | 60
1149722 | 1 | 1 | Low Voltage | Breaker | MCCB | TER | E250-SCF | 125 | 250 | 4 |  | 16 | 415 | FD |  |  |  | 8 | 36.8 |  | Fixed | TMF | Mod_No | IEC |  | 60
1149723 | 1 | 1 | Low Voltage | Breaker | MCCB | TER | E250-SCF | 150 | 250 | 3 |  | 16 | 415 | FD |  |  |  | 8 | 36.8 |  | Fixed | TMF | Mod_No | IEC |  | 60
1149724 | 1 | 1 | Low Voltage | Breaker | MCCB | TER | E250-SCF | 150 | 250 | 4 |  | 16 | 415 | FD |  |  |  | 8 | 36.8 |  | Fixed | TMF | Mod_No | IEC |  | 60
1149725 | 1 | 1 | Low Voltage | Breaker | MCCB | TER | E250-SCF | 175 | 250 | 3 |  | 16 | 415 | FD |  |  |  | 8 | 36.8 |  | Fixed | TMF | Mod_No | IEC |  | 60
1149726 | 1 | 1 | Low Voltage | Breaker | MCCB | TER | E250-SCF | 175 | 250 | 4 |  | 16 | 415 | FD |  |  |  | 8 | 36.8 |  | Fixed | TMF | Mod_No | IEC |  | 60
1149727 | 1 | 1 | Low Voltage | Breaker | MCCB | TER | E250-SCF | 200 | 250 | 3 |  | 16 | 415 | FD |  |  |  | 8 | 36.8 |  | Fixed | TMF | Mod_No | IEC |  | 60
1149728 | 1 | 1 | Low Voltage | Breaker | MCCB | TER | E250-SCF | 200 | 250 | 4 |  | 16 | 415 | FD |  |  |  | 8 | 36.8 |  | Fixed | TMF | Mod_No | IEC |  | 60
1149729 | 1 | 1 | Low Voltage | Breaker | MCCB | TER | E250-SCF | 225 | 250 | 3 |  | 16 | 415 | FD |  |  |  | 8 | 36.8 |  | Fixed | TMF | Mod_No | IEC |  | 60
1149730 | 1 | 1 | Low Voltage | Breaker | MCCB | TER | E250-SCF | 225 | 250 | 4 |  | 16 | 415 | FD |  |  |  | 8 | 36.8 |  | Fixed | TMF | Mod_No | IEC |  | 60
1149731 | 1 | 1 | Low Voltage | Breaker | MCCB | TER | E250-SCF | 250 | 250 | 3 |  | 16 | 415 | FD |  |  |  | 8 | 36.8 |  | Fixed | TMF | Mod_No | IEC |  | 60
1149732 | 1 | 1 | Low Voltage | Breaker | MCCB | TER | E250-SCF | 250 | 250 | 4 |  | 16 | 415 | FD |  |  |  | 8 | 36.8 |  | Fixed | TMF | Mod_No | IEC |  | 60
1149733 | 1 | 1 | Low Voltage | Breaker | MCCB | TER | E250-SCF | 50 | 250 | 3 |  | 16 | 415 | FD |  |  |  | 8 | 36.8 |  | Fixed | TMF | Mod_No | IEC |  | 60
1149734 | 1 | 1 | Low Voltage | Breaker | MCCB | TER | E250-SCF | 50 | 250 | 4 |  | 16 | 415 | FD |  |  |  | 8 | 36.8 |  | Fixed | TMF | Mod_No | IEC |  | 60
1149735 | 1 | 1 | Low Voltage | Breaker | MCCB | TER | E250-SCF | 63 | 250 | 3 |  | 16 | 415 | FD |  |  |  | 8 | 36.8 |  | Fixed | TMF | Mod_No | IEC |  | 60
1149736 | 1 | 1 | Low Voltage | Breaker | MCCB | TER | E250-SCF | 63 | 250 | 4 |  | 16 | 415 | FD |  |  |  | 8 | 36.8 |  | Fixed | TMF | Mod_No | IEC |  | 60
1149737 | 1 | 1 | Low Voltage | Breaker | MCCB | TER | E250-SCJ | 100 | 250 | 3 |  | 16 | 415 | FD |  |  |  | 8 | 36.8 |  | Dial adjustment | TMA | Mod_No | IEC |  | 60
1149738 | 1 | 1 | Low Voltage | Breaker | MCCB | TER | E250-SCJ | 100 | 250 | 4 |  | 16 | 415 | FD |  |  |  | 8 | 36.8 |  | Dial adjustment | TMA | Mod_No | IEC |  | 60
1149739 | 1 | 1 | Low Voltage | Breaker | MCCB | TER | E250-SCJ | 125 | 250 | 3 |  | 16 | 415 | FD |  |  |  | 8 | 36.8 |  | Dial adjustment | TMA | Mod_No | IEC |  | 60
1149740 | 1 | 1 | Low Voltage | Breaker | MCCB | TER | E250-SCJ | 125 | 250 | 4 |  | 16 | 415 | FD |  |  |  | 8 | 36.8 |  | Dial adjustment | TMA | Mod_No | IEC |  | 60
1149741 | 1 | 1 | Low Voltage | Breaker | MCCB | TER | E250-SCJ | 160 | 250 | 3 |  | 16 | 415 | FD |  |  |  | 8 | 36.8 |  | Dial adjustment | TMA | Mod_No | IEC |  | 60
1149742 | 1 | 1 | Low Voltage | Breaker | MCCB | TER | E250-SCJ | 160 | 250 | 4 |  | 16 | 415 | FD |  |  |  | 8 | 36.8 |  | Dial adjustment | TMA | Mod_No | IEC |  | 60
1149743 | 1 | 1 | Low Voltage | Breaker | MCCB | TER | E250-SCJ | 200 | 250 | 3 |  | 16 | 415 | FD |  |  |  | 8 | 36.8 |  | Dial adjustment | TMA | Mod_No | IEC |  | 60
1149744 | 1 | 1 | Low Voltage | Breaker | MCCB | TER | E250-SCJ | 200 | 250 | 4 |  | 16 | 415 | FD |  |  |  | 8 | 36.8 |  | Dial adjustment | TMA | Mod_No | IEC |  | 60
1149745 | 1 | 1 | Low Voltage | Breaker | MCCB | TER | E250-SCJ | 250 | 250 | 3 |  | 16 | 415 | FD |  |  |  | 8 | 36.8 |  | Dial adjustment | TMA | Mod_No | IEC |  | 60
1149746 | 1 | 1 | Low Voltage | Breaker | MCCB | TER | E250-SCJ | 250 | 250 | 4 |  | 16 | 415 | FD |  |  |  | 8 | 36.8 |  | Dial adjustment | TMA | Mod_No | IEC |  | 60
1149747 | 1 | 1 | Low Voltage | Breaker | MCCB | TER | E250-SCJ | 50 | 250 | 3 |  | 16 | 415 | FD |  |  |  | 8 | 36.8 |  | Dial adjustment | TMA | Mod_No | IEC |  | 60
1149748 | 1 | 1 | Low Voltage | Breaker | MCCB | TER | E250-SCJ | 50 | 250 | 4 |  | 16 | 415 | FD |  |  |  | 8 | 36.8 |  | Dial adjustment | TMA | Mod_No | IEC |  | 60
1149749 | 1 | 1 | Low Voltage | Breaker | MCCB | TER | E250-SCJ | 63 | 250 | 3 |  | 16 | 415 | FD |  |  |  | 8 | 36.8 |  | Dial adjustment | TMA | Mod_No | IEC |  | 60
1149750 | 1 | 1 | Low Voltage | Breaker | MCCB | TER | E250-SCJ | 63 | 250 | 4 |  | 16 | 415 | FD |  |  |  | 8 | 36.8 |  | Dial adjustment | TMA | Mod_No | IEC |  | 60
1149751 | 1 | 1 | Low Voltage | Breaker | MCCB | TER | E250-SF | 100 | 250 | 3 |  | 25 | 415 | FD |  |  |  | 19 | 57.5 |  | Fixed | TMF | Mod_No | IEC |  | 60
1149752 | 1 | 1 | Low Voltage | Breaker | MCCB | TER | E250-SF | 100 | 250 | 4 |  | 25 | 415 | FD |  |  |  | 19 | 57.5 |  | Fixed | TMF | Mod_No | IEC |  | 60
1077385 | 1 | 1 | Low Voltage | Breaker | MCCB | TER | E250-SF | 125 | 250 | 3 |  | 25 | 415 | FD |  |  |  | 19 | 57.5 |  | Fixed | TMF | Mod_No | IEC |  | 60
1149754 | 1 | 1 | Low Voltage | Breaker | MCCB | TER | E250-SF | 125 | 250 | 4 |  | 25 | 415 | FD |  |  |  | 19 | 57.5 |  | Fixed | TMF | Mod_No | IEC |  | 60
1067838 | 1 | 1 | Low Voltage | Breaker | MCCB | TER | E250-SF | 150 | 250 | 3 |  | 25 | 415 | FD |  |  |  | 19 | 57.5 |  | Fixed | TMF | Mod_No | IEC |  | 60
1149755 | 1 | 1 | Low Voltage | Breaker | MCCB | TER | E250-SF | 150 | 250 | 4 |  | 25 | 415 | FD |  |  |  | 19 | 57.5 |  | Fixed | TMF | Mod_No | IEC |  | 60
1077384 | 1 | 1 | Low Voltage | Breaker | MCCB | TER | E250-SF | 175 | 250 | 3 |  | 25 | 415 | FD |  |  |  | 19 | 57.5 |  | Fixed | TMF | Mod_No | IEC |  | 60
1149756 | 1 | 1 | Low Voltage | Breaker | MCCB | TER | E250-SF | 175 | 250 | 4 |  | 25 | 415 | FD |  |  |  | 19 | 57.5 |  | Fixed | TMF | Mod_No | IEC |  | 60
1064647 | 1 | 1 | Low Voltage | Breaker | MCCB | TER | E250-SF | 200 | 250 | 3 |  | 25 | 415 | FD |  |  |  | 19 | 57.5 |  | Fixed | TMF | Mod_No | IEC |  | 60
1149757 | 1 | 1 | Low Voltage | Breaker | MCCB | TER | E250-SF | 200 | 250 | 4 |  | 25 | 415 | FD |  |  |  | 19 | 57.5 |  | Fixed | TMF | Mod_No | IEC |  | 60
1064271 | 1 | 1 | Low Voltage | Breaker | MCCB | TER | E250-SF | 225 | 250 | 3 |  | 25 | 415 | FD |  |  |  | 19 | 57.5 |  | Fixed | TMF | Mod_No | IEC |  | 60
1149758 | 1 | 1 | Low Voltage | Breaker | MCCB | TER | E250-SF | 225 | 250 | 4 |  | 25 | 415 | FD |  |  |  | 19 | 57.5 |  | Fixed | TMF | Mod_No | IEC |  | 60
1064272 | 1 | 1 | Low Voltage | Breaker | MCCB | TER | E250-SF | 250 | 250 | 3 |  | 25 | 415 | FD |  |  |  | 19 | 57.5 |  | Fixed | TMF | Mod_No | IEC |  | 60
1149759 | 1 | 1 | Low Voltage | Breaker | MCCB | TER | E250-SF | 250 | 250 | 4 |  | 25 | 415 | FD |  |  |  | 19 | 57.5 |  | Fixed | TMF | Mod_No | IEC |  | 60
1149760 | 1 | 1 | Low Voltage | Breaker | MCCB | TER | E250-SF | 50 | 250 | 3 |  | 25 | 415 | FD |  |  |  | 19 | 57.5 |  | Fixed | TMF | Mod_No | IEC |  | 60
1149761 | 1 | 1 | Low Voltage | Breaker | MCCB | TER | E250-SF | 50 | 250 | 4 |  | 25 | 415 | FD |  |  |  | 19 | 57.5 |  | Fixed | TMF | Mod_No | IEC |  | 60
1149762 | 1 | 1 | Low Voltage | Breaker | MCCB | TER | E250-SF | 63 | 250 | 3 |  | 25 | 415 | FD |  |  |  | 19 | 57.5 |  | Fixed | TMF | Mod_No | IEC |  | 60
1149763 | 1 | 1 | Low Voltage | Breaker | MCCB | TER | E250-SF | 63 | 250 | 4 |  | 25 | 415 | FD |  |  |  | 19 | 57.5 |  | Fixed | TMF | Mod_No | IEC |  | 60
1098063 | 1 | 1 | Low Voltage | Breaker | MCCB | TER | E250-SJ | 100 | 250 | 3 |  | 25 | 415 | FD |  |  |  | 19 | 57.5 |  | Dial adjustment | TMA | Mod_No | IEC |  | 60
1149764 | 1 | 1 | Low Voltage | Breaker | MCCB | TER | E250-SJ | 100 | 250 | 4 |  | 25 | 415 | FD |  |  |  | 19 | 57.5 |  | Dial adjustment | TMA | Mod_No | IEC |  | 60
1098062 | 1 | 1 | Low Voltage | Breaker | MCCB | TER | E250-SJ | 125 | 250 | 3 |  | 25 | 415 | FD |  |  |  | 19 | 57.5 |  | Dial adjustment | TMA | Mod_No | IEC |  | 60
1149765 | 1 | 1 | Low Voltage | Breaker | MCCB | TER | E250-SJ | 125 | 250 | 4 |  | 25 | 415 | FD |  |  |  | 19 | 57.5 |  | Dial adjustment | TMA | Mod_No | IEC |  | 60
1149766 | 1 | 1 | Low Voltage | Breaker | MCCB | TER | E250-SJ | 160 | 250 | 3 |  | 25 | 415 | FD |  |  |  | 19 | 57.5 |  | Dial adjustment | TMA | Mod_No | IEC |  | 60
1149767 | 1 | 1 | Low Voltage | Breaker | MCCB | TER | E250-SJ | 160 | 250 | 4 |  | 25 | 415 | FD |  |  |  | 19 | 57.5 |  | Dial adjustment | TMA | Mod_No | IEC |  | 60
1149768 | 1 | 1 | Low Voltage | Breaker | MCCB | TER | E250-SJ | 200 | 250 | 3 |  | 25 | 415 | FD |  |  |  | 19 | 57.5 |  | Dial adjustment | TMA | Mod_No | IEC |  | 60
1149769 | 1 | 1 | Low Voltage | Breaker | MCCB | TER | E250-SJ | 200 | 250 | 4 |  | 25 | 415 | FD |  |  |  | 19 | 57.5 |  | Dial adjustment | TMA | Mod_No | IEC |  | 60
1149770 | 1 | 1 | Low Voltage | Breaker | MCCB | TER | E250-SJ | 250 | 250 | 3 |  | 25 | 415 | FD |  |  |  | 19 | 57.5 |  | Dial adjustment | TMA | Mod_No | IEC |  | 60
1149806 | 1 | 1 | Low Voltage | Breaker | MCCB | TER | E250-SJ | 250 | 250 | 4 |  | 25 | 415 | FD |  |  |  | 19 | 57.5 |  | Dial adjustment | TMA | Mod_No | IEC |  | 60
1149771 | 1 | 1 | Low Voltage | Breaker | MCCB | TER | E250-SJ | 50 | 250 | 3 |  | 25 | 415 | FD |  |  |  | 19 | 57.5 |  | Dial adjustment | TMA | Mod_No | IEC |  | 60
1149772 | 1 | 1 | Low Voltage | Breaker | MCCB | TER | E250-SJ | 50 | 250 | 4 |  | 25 | 415 | FD |  |  |  | 19 | 57.5 |  | Dial adjustment | TMA | Mod_No | IEC |  | 60
1149773 | 1 | 1 | Low Voltage | Breaker | MCCB | TER | E250-SJ | 63 | 250 | 3 |  | 25 | 415 | FD |  |  |  | 19 | 57.5 |  | Dial adjustment | TMA | Mod_No | IEC |  | 60
1149774 | 1 | 1 | Low Voltage | Breaker | MCCB | TER | E250-SJ | 63 | 250 | 4 |  | 25 | 415 | FD |  |  |  | 19 | 57.5 |  | Dial adjustment | TMA | Mod_No | IEC |  | 60
1064606 | 1 | 1 | Low Voltage | Breaker | MCCB | TER | E400-NJ | 250 | 400 | 3 |  | 25 | 415 | FD |  |  |  | 25 | 57.5 |  | Dial adjustment | TMD | Mod_No | IEC |  | 60
1124724 | 1 | 1 | Low Voltage | Breaker | MCCB | TER | E400-NJ | 250 | 400 | 4 |  | 25 | 415 | FD |  |  |  | 25 | 57.5 |  | Dial adjustment | TMD | Mod_No | IEC |  | 60
1053202 | 1 | 1 | Low Voltage | Breaker | MCCB | TER | E400-NJ | 400 | 400 | 3 |  | 25 | 415 | FD |  |  |  | 25 | 57.5 |  | Dial adjustment | TMD | Mod_No | IEC |  | 60
1124725 | 1 | 1 | Low Voltage | Breaker | MCCB | TER | E400-NJ | 400 | 400 | 4 |  | 25 | 415 | FD |  |  |  | 25 | 57.5 |  | Dial adjustment | TMD | Mod_No | IEC |  | 60
1101458 | 1 | 1 | Low Voltage | Breaker | MCCB | TER | E630-NE | 630 | 630 | 3 |  | 36 | 415 | FD |  |  |  | 36 | 82.8 |  | LCD window | A | Mod_No | IEC |  | 60
1149775 | 1 | 1 | Low Voltage | Breaker | MCCB | TER | E630-NE | 630 | 630 | 3 |  | 36 | 415 | FD |  |  |  | 36 | 82.8 |  | LCD backlight | A | Mod_No | IEC |  | 60
1090264 | 1 | 1 | Low Voltage | Breaker | MCCB | TER | E630-NE | 630 | 630 | 3 |  | 36 | 415 | FD |  |  |  | 36 | 82.8 |  | LCD window | AG | Mod_No | IEC |  | 60
1149776 | 1 | 1 | Low Voltage | Breaker | MCCB | TER | E630-NE | 630 | 630 | 3 |  | 36 | 415 | FD |  |  |  | 36 | 82.8 |  | LCD backlight | AG | Mod_No | IEC |  | 60
1149222 | 1 | 1 | Low Voltage | Breaker | MCCB | TER | E630-NE | 630 | 630 | 3 |  | 36 | 415 | FD |  |  |  | 36 | 82.8 |  | LCD window | AP | Mod_No | IEC |  | 60
1149223 | 1 | 1 | Low Voltage | Breaker | MCCB | TER | E630-NE | 630 | 630 | 3 |  | 36 | 415 | FD |  |  |  | 36 | 82.8 |  | LCD window | APG | Mod_No | IEC |  | 60
1149777 | 1 | 1 | Low Voltage | Breaker | MCCB | TER | E630-NE | 630 | 630 | 3 |  | 36 | 415 | FD |  |  |  | 36 | 82.8 |  | LCD backlight | APGS | Mod_No | IEC |  | 60
1149778 | 1 | 1 | Low Voltage | Breaker | MCCB | TER | E630-NE | 630 | 630 | 3 |  | 36 | 415 | FD |  |  |  | 36 | 82.8 |  | LCD backlight | APGSCWH | Mod_Yes | IEC |  | 60
1124721 | 1 | 1 | Low Voltage | Breaker | MCCB | TER | E630-NE | 630 | 630 | 4 |  | 36 | 415 | FD |  |  |  | 36 | 82.8 |  | LCD window | A | Mod_No | IEC |  | 60
1149779 | 1 | 1 | Low Voltage | Breaker | MCCB | TER | E630-NE | 630 | 630 | 4 |  | 36 | 415 | FD |  |  |  | 36 | 82.8 |  | LCD backlight | A | Mod_No | IEC |  | 60
1143495 | 1 | 1 | Low Voltage | Breaker | MCCB | TER | E630-NE | 630 | 630 | 4 |  | 36 | 415 | FD |  |  |  | 36 | 82.8 |  | LCD window | AGN | Mod_No | IEC |  | 60
1149780 | 1 | 1 | Low Voltage | Breaker | MCCB | TER | E630-NE | 630 | 630 | 4 |  | 36 | 415 | FD |  |  |  | 36 | 82.8 |  | LCD backlight | AGN | Mod_No | IEC |  | 60
1149224 | 1 | 1 | Low Voltage | Breaker | MCCB | TER | E630-NE | 630 | 630 | 4 |  | 36 | 415 | FD |  |  |  | 36 | 82.8 |  | LCD window | AN | Mod_No | IEC |  | 60
1149225 | 1 | 1 | Low Voltage | Breaker | MCCB | TER | E630-NE | 630 | 630 | 4 |  | 36 | 415 | FD |  |  |  | 36 | 82.8 |  | LCD window | AP | Mod_No | IEC |  | 60
1149227 | 1 | 1 | Low Voltage | Breaker | MCCB | TER | E630-NE | 630 | 630 | 4 |  | 36 | 415 | FD |  |  |  | 36 | 82.8 |  | LCD window | APGN | Mod_No | IEC |  | 60
1149781 | 1 | 1 | Low Voltage | Breaker | MCCB | TER | E630-NE | 630 | 630 | 4 |  | 36 | 415 | FD |  |  |  | 36 | 82.8 |  | LCD backlight | APGNS | Mod_No | IEC |  | 60
1149782 | 1 | 1 | Low Voltage | Breaker | MCCB | TER | E630-NE | 630 | 630 | 4 |  | 36 | 415 | FD |  |  |  | 36 | 82.8 |  | LCD backlight | APGNSCWH | Mod_Yes | IEC |  | 60
1149226 | 1 | 1 | Low Voltage | Breaker | MCCB | TER | E630-NE | 630 | 630 | 4 |  | 36 | 415 | FD |  |  |  | 36 | 82.8 |  | LCD window | APN | Mod_No | IEC |  | 60
1149841 | 1 | 1 | Low Voltage | Breaker | MCCB | TER | E125-NJ | 20 | 125 | 3 |  | 25 | 415 | FD |  |  |  | 19 | 57.5 |  | Fixed | MA | Mod_No | IEC |  | 60
1149842 | 1 | 1 | Low Voltage | Breaker | MCCB | TER | E125-NJ | 32 | 125 | 3 |  | 25 | 415 | FD |  |  |  | 19 | 57.5 |  | Fixed | MA | Mod_No | IEC |  | 60
1149843 | 1 | 1 | Low Voltage | Breaker | MCCB | TER | E125-NJ | 50 | 125 | 3 |  | 25 | 415 | FD |  |  |  | 19 | 57.5 |  | Fixed | MA | Mod_No | IEC |  | 60
1149844 | 1 | 1 | Low Voltage | Breaker | MCCB | TER | E125-NJ | 63 | 125 | 3 |  | 25 | 415 | FD |  |  |  | 19 | 57.5 |  | Fixed | MA | Mod_No | IEC |  | 60
1149845 | 1 | 1 | Low Voltage | Breaker | MCCB | TER | E125-NJ | 100 | 125 | 3 |  | 25 | 415 | FD |  |  |  | 19 | 57.5 |  | Fixed | MA | Mod_No | IEC |  | 60
1149846 | 1 | 1 | Low Voltage | Breaker | MCCB | TER | E125-NJ | 125 | 125 | 3 |  | 25 | 415 | FD |  |  |  | 19 | 57.5 |  | Fixed | MA | Mod_No | IEC |  | 60
1149847 | 1 | 1 | Low Voltage | Breaker | MCCB | TER | E125-NJ | 20 | 125 | 4 |  | 25 | 415 | FD |  |  |  | 19 | 57.5 |  | Fixed | MA | Mod_No | IEC |  | 60
1149848 | 1 | 1 | Low Voltage | Breaker | MCCB | TER | E125-NJ | 32 | 125 | 4 |  | 25 | 415 | FD |  |  |  | 19 | 57.5 |  | Fixed | MA | Mod_No | IEC |  | 60
1149849 | 1 | 1 | Low Voltage | Breaker | MCCB | TER | E125-NJ | 50 | 125 | 4 |  | 25 | 415 | FD |  |  |  | 19 | 57.5 |  | Fixed | MA | Mod_No | IEC |  | 60
1149850 | 1 | 1 | Low Voltage | Breaker | MCCB | TER | E125-NJ | 63 | 125 | 4 |  | 25 | 415 | FD |  |  |  | 19 | 57.5 |  | Fixed | MA | Mod_No | IEC |  | 60
1149851 | 1 | 1 | Low Voltage | Breaker | MCCB | TER | E125-NJ | 100 | 125 | 4 |  | 25 | 415 | FD |  |  |  | 19 | 57.5 |  | Fixed | MA | Mod_No | IEC |  | 60
1149852 | 1 | 1 | Low Voltage | Breaker | MCCB | TER | E125-NJ | 125 | 125 | 4 |  | 25 | 415 | FD |  |  |  | 19 | 57.5 |  | Fixed | MA | Mod_No | IEC |  | 60
1149853 | 1 | 1 | Low Voltage | Breaker | MCCB | TER | E400-NJ | 250 | 400 | 3 |  | 25 | 415 | FD |  |  |  | 25 | 57.5 |  | Fixed | MA | Mod_No | IEC |  | 60
1108427 | 1 | 1 | Low Voltage | Breaker | MCCB | TER | E400-NJ | 400 | 400 | 3 |  | 25 | 415 | FD |  |  |  | 25 | 57.5 |  | Fixed | MA | Mod_No | IEC |  | 60

## Bom Trigger Group BR2
Products |  | x | Rules |  |  | x
Product_ID | Qty | BOM_Pos | LV-Breaker-Equipment and system | LV-Breaker-Class | LV-Breaker-Material category | LV-Breaker-Brand | LV-Breaker-Model-Type of the breaker | LV-Breaker-Ampere Trip-AT | LV-Breaker-Rated current-AF | LV-Breaker-Number of pole-P | LV-Breaker-Rated ultimate breaking capacity-Icn -applicable for MCB-RCBO-KA | LV-Breaker-Rated ultimate breaking capacity-Icu-KA | LV-Breaker-Rated voltage-Ue-Vac | LV- Breaker-MountingType | LV-Breaker-Mounting type applicable for ACB-MCCB | LV-Breaker-Tripping curve -applicable for din-rail products | LV-Breaker-Sensitivity- applicable for Residual protection-mA | LV-Breaker-Rated Service Breaking Capacity-Ics-KA | LV-Breaker-Rated Making Capacity-Icm-KA | LV-Breaker-Utilization category- for ACB-and MCCB | LV-Breaker-Trip unit type-not applicable for MCB | LV-Breaker-Trip unit protection--for ACB-and MCCB | LV-Breaker-Trip unit with communication module-for ACB-and MCCB | LV-Breaker-Standard conformity | LV-Breaker-Rated short-time withstand current-kAs | LV-Breaker-Rated frequency-Hz
1115537-J | 1 | 1 | Low Voltage | Breaker | MCCB | TER | L125-NJ | 20 | 125 | 3 |  | 200 | 415 | FD |  |  |  | 150 | 460 |  | Dial adjustment | TMD | Mod_No | IEC |  | 60
1144558-J | 1 | 1 | Low Voltage | Breaker | MCCB | TER | L125-NJ | 32 | 125 | 3 |  | 200 | 415 | FD |  |  |  | 150 | 460 |  | Dial adjustment | TMD | Mod_No | IEC |  | 60
1074363-J | 1 | 1 | Low Voltage | Breaker | MCCB | TER | L125-NJ | 50 | 125 | 3 |  | 200 | 415 | FD |  |  |  | 150 | 460 |  | Dial adjustment | TMD | Mod_No | IEC |  | 60
1144557-J | 1 | 1 | Low Voltage | Breaker | MCCB | TER | L125-NJ | 63 | 125 | 3 |  | 200 | 415 | FD |  |  |  | 150 | 460 |  | Dial adjustment | TMD | Mod_No | IEC |  | 60
1074362-J | 1 | 1 | Low Voltage | Breaker | MCCB | TER | L125-NJ | 100 | 125 | 3 |  | 200 | 415 | FD |  |  |  | 150 | 460 |  | Dial adjustment | TMD | Mod_No | IEC |  | 60
1090249-J | 1 | 1 | Low Voltage | Breaker | MCCB | TER | L125-NJ | 125 | 125 | 3 |  | 200 | 415 | FD |  |  |  | 150 | 460 |  | Dial adjustment | TMD | Mod_No | IEC |  | 60
1152128-J | 1 | 1 | Low Voltage | Breaker | MCCB | TER | L125-NJ | 20 | 125 | 4 |  | 200 | 415 | FD |  |  |  | 150 | 460 |  | Dial adjustment | TMD | Mod_No | IEC |  | 60
1152129-J | 1 | 1 | Low Voltage | Breaker | MCCB | TER | L125-NJ | 32 | 125 | 4 |  | 200 | 415 | FD |  |  |  | 150 | 460 |  | Dial adjustment | TMD | Mod_No | IEC |  | 60
1152130-J | 1 | 1 | Low Voltage | Breaker | MCCB | TER | L125-NJ | 50 | 125 | 4 |  | 200 | 415 | FD |  |  |  | 150 | 460 |  | Dial adjustment | TMD | Mod_No | IEC |  | 60
1152131-J | 1 | 1 | Low Voltage | Breaker | MCCB | TER | L125-NJ | 63 | 125 | 4 |  | 200 | 415 | FD |  |  |  | 150 | 460 |  | Dial adjustment | TMD | Mod_No | IEC |  | 60
1152132-J | 1 | 1 | Low Voltage | Breaker | MCCB | TER | L125-NJ | 100 | 125 | 4 |  | 200 | 415 | FD |  |  |  | 150 | 460 |  | Dial adjustment | TMD | Mod_No | IEC |  | 60
1152133-J | 1 | 1 | Low Voltage | Breaker | MCCB | TER | L125-NJ | 125 | 125 | 4 |  | 200 | 415 | FD |  |  |  | 150 | 460 |  | Dial adjustment | TMD | Mod_No | IEC |  | 60
1152134-J | 1 | 1 | Low Voltage | Breaker | MCCB | TER | L160-NJ | 160 | 160 | 3 |  | 200 | 415 | FD |  |  |  | 150 | 460 |  | Dial adjustment | TMD | Mod_No | IEC |  | 60
1152135-J | 1 | 1 | Low Voltage | Breaker | MCCB | TER | L160-NJ | 160 | 160 | 4 |  | 200 | 415 | FD |  |  |  | 150 | 460 |  | Dial adjustment | TMD | Mod_No | IEC |  | 60
1074364-J | 1 | 1 | Low Voltage | Breaker | MCCB | TER | L250-NJ | 160 | 250 | 3 |  | 200 | 415 | FD |  |  |  | 150 | 460 |  | Dial adjustment | TMD | Mod_No | IEC |  | 60
1090250-J | 1 | 1 | Low Voltage | Breaker | MCCB | TER | L250-NJ | 250 | 250 | 3 |  | 200 | 415 | FD |  |  |  | 150 | 460 |  | Dial adjustment | TMD | Mod_No | IEC |  | 60
1152136-J | 1 | 1 | Low Voltage | Breaker | MCCB | TER | L250-NJ | 160 | 250 | 4 |  | 200 | 415 | FD |  |  |  | 150 | 460 |  | Dial adjustment | TMD | Mod_No | IEC |  | 60
1152137-J | 1 | 1 | Low Voltage | Breaker | MCCB | TER | L250-NJ | 250 | 250 | 4 |  | 200 | 415 | FD |  |  |  | 150 | 460 |  | Dial adjustment | TMD | Mod_No | IEC |  | 60
1074365 | 1 | 1 | Low Voltage | Breaker | MCCB | TER | L400-NE | 250 | 400 | 3 |  | 200 | 415 | FD |  |  |  | 150 | 460 |  | LCD window | A | Mod_No | IEC | 5 | 60
1152138 | 1 | 1 | Low Voltage | Breaker | MCCB | TER | L400-NE | 250 | 400 | 3 |  | 200 | 415 | FD |  |  |  | 150 | 460 |  | LCD window | AP | Mod_No | IEC | 5 | 60
1090261 | 1 | 1 | Low Voltage | Breaker | MCCB | TER | L400-NE | 400 | 400 | 3 |  | 200 | 415 | FD |  |  |  | 150 | 460 |  | LCD window | A | Mod_No | IEC | 5 | 60
1090262 | 1 | 1 | Low Voltage | Breaker | MCCB | TER | L400-NE | 400 | 400 | 3 |  | 200 | 415 | FD |  |  |  | 150 | 460 |  | LCD window | AG | Mod_No | IEC | 5 | 60
1152139 | 1 | 1 | Low Voltage | Breaker | MCCB | TER | L400-NE | 400 | 400 | 3 |  | 200 | 415 | FD |  |  |  | 150 | 460 |  | LCD window | AP | Mod_No | IEC | 5 | 60
1152140 | 1 | 1 | Low Voltage | Breaker | MCCB | TER | L400-NE | 400 | 400 | 3 |  | 200 | 415 | FD |  |  |  | 150 | 460 |  | LCD window | APG | Mod_No | IEC | 5 | 60
1152141 | 1 | 1 | Low Voltage | Breaker | MCCB | TER | L400-NE | 250 | 400 | 4 |  | 200 | 415 | FD |  |  |  | 150 | 460 |  | LCD window | A | Mod_No | IEC | 5 | 60
1152142 | 1 | 1 | Low Voltage | Breaker | MCCB | TER | L400-NE | 400 | 400 | 4 |  | 200 | 415 | FD |  |  |  | 150 | 460 |  | LCD window | A | Mod_No | IEC | 5 | 60
1152143 | 1 | 1 | Low Voltage | Breaker | MCCB | TER | L800-NE | 630 | 800 | 3 |  | 200 | 415 | FD |  |  |  | 150 | 460 |  | LCD window | A | Mod_No | IEC | 10 | 60
1152144 | 1 | 1 | Low Voltage | Breaker | MCCB | TER | L800-NE | 630 | 800 | 3 |  | 200 | 415 | FD |  |  |  | 150 | 460 |  | LCD window | AP | Mod_No | IEC | 10 | 60
1152145 | 1 | 1 | Low Voltage | Breaker | MCCB | TER | L800-NE | 630 | 800 | 3 |  | 200 | 415 | FD |  |  |  | 150 | 460 |  | LCD window | AG | Mod_No | IEC | 10 | 60
1152146 | 1 | 1 | Low Voltage | Breaker | MCCB | TER | L800-NE | 630 | 800 | 3 |  | 200 | 415 | FD |  |  |  | 150 | 460 |  | LCD window | APG | Mod_No | IEC | 10 | 60
1152147 | 1 | 1 | Low Voltage | Breaker | MCCB | TER | L800-NE | 800 | 800 | 3 |  | 200 | 415 | FD |  |  |  | 150 | 460 |  | LCD window | A | Mod_No | IEC | 10 | 60
1152148 | 1 | 1 | Low Voltage | Breaker | MCCB | TER | L800-NE | 800 | 800 | 3 |  | 200 | 415 | FD |  |  |  | 150 | 460 |  | LCD window | AP | Mod_No | IEC | 10 | 60
1152149 | 1 | 1 | Low Voltage | Breaker | MCCB | TER | L800-NE | 800 | 800 | 3 |  | 200 | 415 | FD |  |  |  | 150 | 460 |  | LCD window | AG | Mod_No | IEC | 10 | 60
1152150 | 1 | 1 | Low Voltage | Breaker | MCCB | TER | L800-NE | 800 | 800 | 3 |  | 200 | 415 | FD |  |  |  | 150 | 460 |  | LCD window | APG | Mod_No | IEC | 10 | 60
1152151 | 1 | 1 | Low Voltage | Breaker | MCCB | TER | L800-NE | 630 | 800 | 4 |  | 200 | 415 | FD |  |  |  | 150 | 460 |  | LCD window | A | Mod_No | IEC | 10 | 60
1152152 | 1 | 1 | Low Voltage | Breaker | MCCB | TER | L800-NE | 630 | 800 | 4 |  | 200 | 415 | FD |  |  |  | 150 | 460 |  | LCD window | AP | Mod_No | IEC | 10 | 60
1152153 | 1 | 1 | Low Voltage | Breaker | MCCB | TER | L800-NE | 630 | 800 | 4 |  | 200 | 415 | FD |  |  |  | 150 | 460 |  | LCD window | AN | Mod_No | IEC | 10 | 60
1152154 | 1 | 1 | Low Voltage | Breaker | MCCB | TER | L800-NE | 630 | 800 | 4 |  | 200 | 415 | FD |  |  |  | 150 | 460 |  | LCD window | APN | Mod_No | IEC | 10 | 60
1152155 | 1 | 1 | Low Voltage | Breaker | MCCB | TER | L800-NE | 630 | 800 | 4 |  | 200 | 415 | FD |  |  |  | 150 | 460 |  | LCD window | ACPZ | Mod_No | IEC | 10 | 60
1152156 | 1 | 1 | Low Voltage | Breaker | MCCB | TER | L800-NE | 630 | 800 | 4 |  | 200 | 415 | FD |  |  |  | 150 | 460 |  | LCD window | ACN | Mod_No | IEC | 10 | 60
1152157 | 1 | 1 | Low Voltage | Breaker | MCCB | TER | L800-NE | 800 | 800 | 4 |  | 200 | 415 | FD |  |  |  | 150 | 460 |  | LCD window | A | Mod_No | IEC | 10 | 60
1152189 | 1 | 1 | Low Voltage | Breaker | MCCB | TER | L800-NE | 800 | 800 | 4 |  | 200 | 415 | FD |  |  |  | 150 | 460 |  | LCD window | AP | Mod_No | IEC | 10 | 60
1152308 | 1 | 1 | Low Voltage | Breaker | MCCB | TER | L800-NE | 800 | 800 | 4 |  | 200 | 415 | FD |  |  |  | 150 | 460 |  | LCD window | AN | Mod_No | IEC | 10 | 60
1152309 | 1 | 1 | Low Voltage | Breaker | MCCB | TER | L800-NE | 800 | 800 | 4 |  | 200 | 415 | FD |  |  |  | 150 | 460 |  | LCD window | APN | Mod_No | IEC | 10 | 60
1152310 | 1 | 1 | Low Voltage | Breaker | MCCB | TER | L800-NE | 800 | 800 | 4 |  | 200 | 415 | FD |  |  |  | 150 | 460 |  | LCD window | AGN | Mod_No | IEC | 10 | 60
1152311 | 1 | 1 | Low Voltage | Breaker | MCCB | TER | L800-NE | 800 | 800 | 4 |  | 200 | 415 | FD |  |  |  | 150 | 460 |  | LCD window | APGN | Mod_No | IEC | 10 | 60
1152312 | 1 | 1 | Low Voltage | Breaker | MCCB | TER | L800-NE | 630 | 800 | 3 |  | 200 | 415 | FD |  |  |  | 150 | 460 |  | LCD backlight | A | Mod_No | IEC | 10 | 60
1152313 | 1 | 1 | Low Voltage | Breaker | MCCB | TER | L800-NE | 630 | 800 | 3 |  | 200 | 415 | FD |  |  |  | 150 | 460 |  | LCD backlight | AG | Mod_No | IEC | 10 | 60
1152314 | 1 | 1 | Low Voltage | Breaker | MCCB | TER | L800-NE | 630 | 800 | 3 |  | 200 | 415 | FD |  |  |  | 150 | 460 |  | LCD backlight | AP | Mod_No | IEC | 10 | 60
1152315 | 1 | 1 | Low Voltage | Breaker | MCCB | TER | L800-NE | 630 | 800 | 3 |  | 200 | 415 | FD |  |  |  | 150 | 460 |  | LCD backlight | APGSC | Mod_Yes | IEC | 10 | 60
1152316 | 1 | 1 | Low Voltage | Breaker | MCCB | TER | L800-NE | 630 | 800 | 3 |  | 200 | 415 | FD |  |  |  | 150 | 460 |  | LCD backlight | APCWH | Mod_Yes | IEC | 10 | 60
1152317 | 1 | 1 | Low Voltage | Breaker | MCCB | TER | L800-NE | 630 | 800 | 3 |  | 200 | 415 | FD |  |  |  | 150 | 460 |  | LCD backlight | APGSCWH | Mod_Yes | IEC | 10 | 60
1152318 | 1 | 1 | Low Voltage | Breaker | MCCB | TER | L800-NE | 630 | 800 | 4 |  | 200 | 415 | FD |  |  |  | 150 | 460 |  | LCD window | A | Mod_No | IEC | 10 | 60
1152319 | 1 | 1 | Low Voltage | Breaker | MCCB | TER | L800-NE | 630 | 800 | 4 |  | 200 | 415 | FD |  |  |  | 150 | 460 |  | LCD window | AGN | Mod_No | IEC | 10 | 60
1152320 | 1 | 1 | Low Voltage | Breaker | MCCB | TER | L800-NE | 630 | 800 | 4 |  | 200 | 415 | FD |  |  |  | 150 | 460 |  | LCD window | AP | Mod_No | IEC | 10 | 60
1152321 | 1 | 1 | Low Voltage | Breaker | MCCB | TER | L800-NE | 630 | 800 | 4 |  | 200 | 415 | FD |  |  |  | 150 | 460 |  | LCD window | APGNS | Mod_No | IEC | 10 | 60
1152322 | 1 | 1 | Low Voltage | Breaker | MCCB | TER | L800-NE | 630 | 800 | 4 |  | 200 | 415 | FD |  |  |  | 150 | 460 |  | LCD window | APCWH | Mod_Yes | IEC | 10 | 60
1152323 | 1 | 1 | Low Voltage | Breaker | MCCB | TER | L800-NE | 630 | 800 | 4 |  | 200 | 415 | FD |  |  |  | 150 | 460 |  | LCD window | APGSCWH | Mod_Yes | IEC | 10 | 60
1152324 | 1 | 1 | Low Voltage | Breaker | MCCB | TER | L800-NE | 800 | 800 | 3 |  | 200 | 415 | FD |  |  |  | 150 | 460 |  | LCD backlight | A | Mod_No | IEC | 10 | 60
1152325 | 1 | 1 | Low Voltage | Breaker | MCCB | TER | L800-NE | 800 | 800 | 3 |  | 200 | 415 | FD |  |  |  | 150 | 460 |  | LCD backlight | AG | Mod_No | IEC | 10 | 60
1152326 | 1 | 1 | Low Voltage | Breaker | MCCB | TER | L800-NE | 800 | 800 | 3 |  | 200 | 415 | FD |  |  |  | 150 | 460 |  | LCD backlight | AP | Mod_No | IEC | 10 | 60
1152327 | 1 | 1 | Low Voltage | Breaker | MCCB | TER | L800-NE | 800 | 800 | 3 |  | 200 | 415 | FD |  |  |  | 150 | 460 |  | LCD backlight | APGSC | Mod_Yes | IEC | 10 | 60
1152328 | 1 | 1 | Low Voltage | Breaker | MCCB | TER | L800-NE | 800 | 800 | 3 |  | 200 | 415 | FD |  |  |  | 150 | 460 |  | LCD backlight | APCWH | Mod_Yes | IEC | 10 | 60
1152329 | 1 | 1 | Low Voltage | Breaker | MCCB | TER | L800-NE | 800 | 800 | 3 |  | 200 | 415 | FD |  |  |  | 150 | 460 |  | LCD backlight | APGSCWH | Mod_Yes | IEC | 10 | 60
1152330 | 1 | 1 | Low Voltage | Breaker | MCCB | TER | L800-NE | 800 | 800 | 4 |  | 200 | 415 | FD |  |  |  | 150 | 460 |  | LCD window | A | Mod_No | IEC | 10 | 60
1152331 | 1 | 1 | Low Voltage | Breaker | MCCB | TER | L800-NE | 800 | 800 | 4 |  | 200 | 415 | FD |  |  |  | 150 | 460 |  | LCD window | AGN | Mod_No | IEC | 10 | 60
1152332 | 1 | 1 | Low Voltage | Breaker | MCCB | TER | L800-NE | 800 | 800 | 4 |  | 200 | 415 | FD |  |  |  | 150 | 460 |  | LCD window | AP | Mod_No | IEC | 10 | 60
1152333 | 1 | 1 | Low Voltage | Breaker | MCCB | TER | L800-NE | 800 | 800 | 4 |  | 200 | 415 | FD |  |  |  | 150 | 460 |  | LCD window | APGNS | Mod_No | IEC | 10 | 60
1152334 | 1 | 1 | Low Voltage | Breaker | MCCB | TER | L800-NE | 800 | 800 | 4 |  | 200 | 415 | FD |  |  |  | 150 | 460 |  | LCD window | APCWH | Mod_Yes | IEC | 10 | 60
1152335 | 1 | 1 | Low Voltage | Breaker | MCCB | TER | L800-NE | 800 | 800 | 4 |  | 200 | 415 | FD |  |  |  | 150 | 460 |  | LCD window | APGNSCWH | Mod_Yes | IEC | 10 | 60
1109451-J | 1 | 1 | Low Voltage | Breaker | MCCB | TER | H125-NJ | 20 | 125 | 3 |  | 125 | 415 | FD |  |  |  | 85 | 287.5 |  | Dial adjustment | TMD | Mod_No | IEC |  | 60
1109450-J | 1 | 1 | Low Voltage | Breaker | MCCB | TER | H125-NJ | 32 | 125 | 3 |  | 125 | 415 | FD |  |  |  | 85 | 287.5 |  | Dial adjustment | TMD | Mod_No | IEC |  | 60
1109449-J | 1 | 1 | Low Voltage | Breaker | MCCB | TER | H125-NJ | 50 | 125 | 3 |  | 125 | 415 | FD |  |  |  | 85 | 287.5 |  | Dial adjustment | TMD | Mod_No | IEC |  | 60
1109448-J | 1 | 1 | Low Voltage | Breaker | MCCB | TER | H125-NJ | 63 | 125 | 3 |  | 125 | 415 | FD |  |  |  | 85 | 287.5 |  | Dial adjustment | TMD | Mod_No | IEC |  | 60
1109447-J | 1 | 1 | Low Voltage | Breaker | MCCB | TER | H125-NJ | 100 | 125 | 3 |  | 125 | 415 | FD |  |  |  | 85 | 287.5 |  | Dial adjustment | TMD | Mod_No | IEC |  | 60
1126027-J | 1 | 1 | Low Voltage | Breaker | MCCB | TER | H125-NJ | 125 | 125 | 3 |  | 125 | 415 | FD |  |  |  | 85 | 287.5 |  | Dial adjustment | TMD | Mod_No | IEC |  | 60
1109443-J | 1 | 1 | Low Voltage | Breaker | MCCB | TER | H125-NJ | 20 | 125 | 4 |  | 125 | 415 | FD |  |  |  | 85 | 287.5 |  | Dial adjustment | TMD | Mod_No | IEC |  | 60
1109442-J | 1 | 1 | Low Voltage | Breaker | MCCB | TER | H125-NJ | 32 | 125 | 4 |  | 125 | 415 | FD |  |  |  | 85 | 287.5 |  | Dial adjustment | TMD | Mod_No | IEC |  | 60
1109441-J | 1 | 1 | Low Voltage | Breaker | MCCB | TER | H125-NJ | 50 | 125 | 4 |  | 125 | 415 | FD |  |  |  | 85 | 287.5 |  | Dial adjustment | TMD | Mod_No | IEC |  | 60
1109440-J | 1 | 1 | Low Voltage | Breaker | MCCB | TER | H125-NJ | 63 | 125 | 4 |  | 125 | 415 | FD |  |  |  | 85 | 287.5 |  | Dial adjustment | TMD | Mod_No | IEC |  | 60
1109439-J | 1 | 1 | Low Voltage | Breaker | MCCB | TER | H125-NJ | 100 | 125 | 4 |  | 125 | 415 | FD |  |  |  | 85 | 287.5 |  | Dial adjustment | TMD | Mod_No | IEC |  | 60
1109438-J | 1 | 1 | Low Voltage | Breaker | MCCB | TER | H125-NJ | 125 | 125 | 4 |  | 125 | 415 | FD |  |  |  | 85 | 287.5 |  | Dial adjustment | TMD | Mod_No | IEC |  | 60
1152636-J | 1 | 1 | Low Voltage | Breaker | MCCB | TER | H160-NJ | 160 | 160 | 3 |  | 125 | 415 | FD |  |  |  | 85 | 287.5 |  | Dial adjustment | TMD | Mod_No | IEC |  | 60
1152637-J | 1 | 1 | Low Voltage | Breaker | MCCB | TER | H160-NJ | 160 | 160 | 4 |  | 125 | 415 | FD |  |  |  | 85 | 287.5 |  | Dial adjustment | TMD | Mod_No | IEC |  | 60
1109446-J | 1 | 1 | Low Voltage | Breaker | MCCB | TER | H250-NJ | 160 | 250 | 3 |  | 125 | 415 | FD |  |  |  | 85 | 287.5 |  | Dial adjustment | TMD | Mod_No | IEC |  | 60
1109445-J | 1 | 1 | Low Voltage | Breaker | MCCB | TER | H250-NJ | 250 | 250 | 3 |  | 125 | 415 | FD |  |  |  | 85 | 287.5 |  | Dial adjustment | TMD | Mod_No | IEC |  | 60
1109437-J | 1 | 1 | Low Voltage | Breaker | MCCB | TER | H250-NJ | 160 | 250 | 4 |  | 125 | 415 | FD |  |  |  | 85 | 287.5 |  | Dial adjustment | TMD | Mod_No | IEC |  | 60
1152638-J | 1 | 1 | Low Voltage | Breaker | MCCB | TER | H250-NJ | 250 | 250 | 4 |  | 125 | 415 | FD |  |  |  | 85 | 287.5 |  | Dial adjustment | TMD | Mod_No | IEC |  | 60
1152639 | 1 | 1 | Low Voltage | Breaker | MCCB | TER | H250-NE | 40 | 250 | 3 |  | 125 | 415 | FD |  |  |  | 85 | 287.5 |  | Dial adjustment | ACP | Mod_Yes | IEC |  | 60
1152660 | 1 | 1 | Low Voltage | Breaker | MCCB | TER | H250-NE | 40 | 250 | 3 |  | 125 | 415 | FD |  |  |  | 85 | 287.5 |  | Dial adjustment | ACZ | Mod_Yes | IEC |  | 60
1152661 | 1 | 1 | Low Voltage | Breaker | MCCB | TER | H250-NE | 40 | 250 | 3 |  | 125 | 415 | FD |  |  |  | 85 | 287.5 |  | Dial adjustment | ACPZ | Mod_Yes | IEC |  | 60
1152662 | 1 | 1 | Low Voltage | Breaker | MCCB | TER | H250-NE | 40 | 250 | 4 |  | 125 | 415 | FD |  |  |  | 85 | 287.5 |  | Dial adjustment | ACN | Mod_Yes | IEC |  | 60
1152663 | 1 | 1 | Low Voltage | Breaker | MCCB | TER | H250-NE | 40 | 250 | 4 |  | 125 | 415 | FD |  |  |  | 85 | 287.5 |  | Dial adjustment | ACNP | Mod_Yes | IEC |  | 60
1152664 | 1 | 1 | Low Voltage | Breaker | MCCB | TER | H250-NE | 40 | 250 | 4 |  | 125 | 415 | FD |  |  |  | 85 | 287.5 |  | Dial adjustment | ACNZ | Mod_Yes | IEC |  | 60
1152665 | 1 | 1 | Low Voltage | Breaker | MCCB | TER | H250-NE | 40 | 250 | 4 |  | 125 | 415 | FD |  |  |  | 85 | 287.5 |  | Dial adjustment | ACNPZ | Mod_Yes | IEC |  | 60
1152666 | 1 | 1 | Low Voltage | Breaker | MCCB | TER | H250-NE | 40 | 250 | 3 |  | 125 | 415 | FD |  |  |  | 85 | 287.5 |  | Dial adjustment | AC | Mod_Yes | IEC |  | 60
1152667 | 1 | 1 | Low Voltage | Breaker | MCCB | TER | H250-NE | 40 | 250 | 3 |  | 125 | 415 | FD |  |  |  | 85 | 287.5 |  | Dial adjustment | ACP | Mod_Yes | IEC |  | 60
1152668 | 1 | 1 | Low Voltage | Breaker | MCCB | TER | H250-NE | 40 | 250 | 3 |  | 125 | 415 | FD |  |  |  | 85 | 287.5 |  | Dial adjustment | ACZ | Mod_Yes | IEC |  | 60
1152669 | 1 | 1 | Low Voltage | Breaker | MCCB | TER | H250-NE | 40 | 250 | 3 |  | 125 | 415 | FD |  |  |  | 85 | 287.5 |  | Dial adjustment | ACPZ | Mod_Yes | IEC |  | 60
1152670 | 1 | 1 | Low Voltage | Breaker | MCCB | TER | H250-NE | 40 | 250 | 4 |  | 125 | 415 | FD |  |  |  | 85 | 287.5 |  | Dial adjustment | ACN | Mod_Yes | IEC |  | 60
1152671 | 1 | 1 | Low Voltage | Breaker | MCCB | TER | H250-NE | 40 | 250 | 4 |  | 125 | 415 | FD |  |  |  | 85 | 287.5 |  | Dial adjustment | ACNP | Mod_Yes | IEC |  | 60
1152672 | 1 | 1 | Low Voltage | Breaker | MCCB | TER | H250-NE | 40 | 250 | 4 |  | 125 | 415 | FD |  |  |  | 85 | 287.5 |  | Dial adjustment | ACNZ | Mod_Yes | IEC |  | 60
1152673 | 1 | 1 | Low Voltage | Breaker | MCCB | TER | H250-NE | 40 | 250 | 4 |  | 125 | 415 | FD |  |  |  | 85 | 287.5 |  | Dial adjustment | ACNPZ | Mod_Yes | IEC |  | 60
1152674 | 1 | 1 | Low Voltage | Breaker | MCCB | TER | H250-NE | 40 | 250 | 3 |  | 125 | 415 | FD |  |  |  | 85 | 287.5 |  | Dial adjustment | AC | Mod_Yes | IEC |  | 60
1152675 | 1 | 1 | Low Voltage | Breaker | MCCB | TER | H250-NE | 40 | 250 | 3 |  | 125 | 415 | FD |  |  |  | 85 | 287.5 |  | Dial adjustment | ACP | Mod_Yes | IEC |  | 60
1152676 | 1 | 1 | Low Voltage | Breaker | MCCB | TER | H250-NE | 40 | 250 | 3 |  | 125 | 415 | FD |  |  |  | 85 | 287.5 |  | Dial adjustment | ACZ | Mod_Yes | IEC |  | 60
1152677 | 1 | 1 | Low Voltage | Breaker | MCCB | TER | H250-NE | 40 | 250 | 3 |  | 125 | 415 | FD |  |  |  | 85 | 287.5 |  | Dial adjustment | ACPZ | Mod_Yes | IEC |  | 60
1152678 | 1 | 1 | Low Voltage | Breaker | MCCB | TER | H250-NE | 40 | 250 | 4 |  | 125 | 415 | FD |  |  |  | 85 | 287.5 |  | Dial adjustment | ACN | Mod_Yes | IEC |  | 60
1152679 | 1 | 1 | Low Voltage | Breaker | MCCB | TER | H250-NE | 40 | 250 | 4 |  | 125 | 415 | FD |  |  |  | 85 | 287.5 |  | Dial adjustment | ACNP | Mod_Yes | IEC |  | 60
1152680 | 1 | 1 | Low Voltage | Breaker | MCCB | TER | H250-NE | 40 | 250 | 4 |  | 125 | 415 | FD |  |  |  | 85 | 287.5 |  | Dial adjustment | ACNZ | Mod_Yes | IEC |  | 60
1152681 | 1 | 1 | Low Voltage | Breaker | MCCB | TER | H250-NE | 40 | 250 | 4 |  | 125 | 415 | FD |  |  |  | 85 | 287.5 |  | Dial adjustment | ACNPZ | Mod_Yes | IEC |  | 60
1152682 | 1 | 1 | Low Voltage | Breaker | MCCB | TER | H250-NE | 40 | 250 | 3 |  | 125 | 415 | FD |  |  |  | 85 | 287.5 |  | Dial adjustment | AC | Mod_Yes | IEC |  | 60
1152683 | 1 | 1 | Low Voltage | Breaker | MCCB | TER | H250-NE | 40 | 250 | 3 |  | 125 | 415 | FD |  |  |  | 85 | 287.5 |  | Dial adjustment | ACP | Mod_Yes | IEC |  | 60
1152684 | 1 | 1 | Low Voltage | Breaker | MCCB | TER | H250-NE | 40 | 250 | 3 |  | 125 | 415 | FD |  |  |  | 85 | 287.5 |  | Dial adjustment | ACPZ | Mod_Yes | IEC |  | 60
1152685 | 1 | 1 | Low Voltage | Breaker | MCCB | TER | H250-NE | 40 | 250 | 3 |  | 125 | 415 | FD |  |  |  | 85 | 287.5 |  | Dial adjustment | ACPZ | Mod_Yes | IEC |  | 60
1152686 | 1 | 1 | Low Voltage | Breaker | MCCB | TER | H250-NE | 40 | 250 | 4 |  | 125 | 415 | FD |  |  |  | 85 | 287.5 |  | Dial adjustment | ACN | Mod_Yes | IEC |  | 60
1152687 | 1 | 1 | Low Voltage | Breaker | MCCB | TER | H250-NE | 40 | 250 | 4 |  | 125 | 415 | FD |  |  |  | 85 | 287.5 |  | Dial adjustment | ACNP | Mod_Yes | IEC |  | 60
1152688 | 1 | 1 | Low Voltage | Breaker | MCCB | TER | H250-NE | 40 | 250 | 4 |  | 125 | 415 | FD |  |  |  | 85 | 287.5 |  | Dial adjustment | ACNZ | Mod_Yes | IEC |  | 60
1152689 | 1 | 1 | Low Voltage | Breaker | MCCB | TER | H250-NE | 40 | 250 | 4 |  | 125 | 415 | FD |  |  |  | 85 | 287.5 |  | Dial adjustment | ACNPZ | Mod_Yes | IEC |  | 60
1152690 | 1 | 1 | Low Voltage | Breaker | MCCB | TER | H400-NE | 250 | 400 | 3 |  | 125 | 415 | FD |  |  |  | 85 | 287.5 |  | LCD window | A | Mod_Yes | IEC | 5 | 60
1152691 | 1 | 1 | Low Voltage | Breaker | MCCB | TER | H400-NE | 250 | 400 | 3 |  | 125 | 415 | FD |  |  |  | 85 | 287.5 |  | LCD window | AP | Mod_Yes | IEC | 5 | 60
1109444 | 1 | 1 | Low Voltage | Breaker | MCCB | TER | H400-NE | 400 | 400 | 3 |  | 125 | 415 | FD |  |  |  | 85 | 287.5 |  | LCD window | A | Mod_Yes | IEC | 5 | 60
1068694 | 1 | 1 | Low Voltage | Breaker | MCCB | TER | H400-NE | 400 | 400 | 3 |  | 125 | 415 | FD |  |  |  | 85 | 287.5 |  | LCD window | AG | Mod_Yes | IEC | 5 | 60
1152692 | 1 | 1 | Low Voltage | Breaker | MCCB | TER | H400-NE | 400 | 400 | 3 |  | 125 | 415 | FD |  |  |  | 85 | 287.5 |  | LCD window | AP | Mod_Yes | IEC | 5 | 60
1152693 | 1 | 1 | Low Voltage | Breaker | MCCB | TER | H400-NE | 400 | 400 | 3 |  | 125 | 415 | FD |  |  |  | 85 | 287.5 |  | LCD window | APG | Mod_Yes | IEC | 5 | 60
1152694 | 1 | 1 | Low Voltage | Breaker | MCCB | TER | H400-NE | 250 | 400 | 4 |  | 125 | 415 | FD |  |  |  | 85 | 287.5 |  | LCD window | A | Mod_Yes | IEC | 5 | 60
1152695 | 1 | 1 | Low Voltage | Breaker | MCCB | TER | H400-NE | 400 | 400 | 4 |  | 125 | 415 | FD |  |  |  | 85 | 287.5 |  | LCD window | A | Mod_Yes | IEC | 5 | 60
1144609 | 1 | 1 | Low Voltage | Breaker | MCCB | TER | H800-NE | 630 | 800 | 3 |  | 125 | 415 | FD |  |  |  | 94 | 287.5 |  | LCD window | ACPZ | Mod_Yes | IEC | 10 | 60
1152696 | 1 | 1 | Low Voltage | Breaker | MCCB | TER | H800-NE | 630 | 800 | 3 |  | 125 | 415 | FD |  |  |  | 94 | 287.5 |  | LCD window | ACPZ | Mod_Yes | IEC | 10 | 60
1152697 | 1 | 1 | Low Voltage | Breaker | MCCB | TER | H800-NE | 630 | 800 | 3 |  | 125 | 415 | FD |  |  |  | 94 | 287.5 |  | LCD window | ACPZ | Mod_Yes | IEC | 10 | 60
1152698 | 1 | 1 | Low Voltage | Breaker | MCCB | TER | H800-NE | 630 | 800 | 3 |  | 125 | 415 | FD |  |  |  | 94 | 287.5 |  | LCD window | ACPZ | Mod_Yes | IEC | 10 | 60
1117941 | 1 | 1 | Low Voltage | Breaker | MCCB | TER | H800-NE | 800 | 800 | 3 |  | 125 | 415 | FD |  |  |  | 94 | 287.5 |  | LCD window | ACPZ | Mod_Yes | IEC | 10 | 60
1152699 | 1 | 1 | Low Voltage | Breaker | MCCB | TER | H800-NE | 800 | 800 | 3 |  | 125 | 415 | FD |  |  |  | 94 | 287.5 |  | LCD window | ACPZ | Mod_Yes | IEC | 10 | 60
1135748 | 1 | 1 | Low Voltage | Breaker | MCCB | TER | H800-NE | 800 | 800 | 3 |  | 125 | 415 | FD |  |  |  | 94 | 287.5 |  | LCD window | ACPZ | Mod_Yes | IEC | 10 | 60
1152700 | 1 | 1 | Low Voltage | Breaker | MCCB | TER | H800-NE | 800 | 800 | 3 |  | 125 | 415 | FD |  |  |  | 94 | 287.5 |  | LCD window | ACPZ | Mod_Yes | IEC | 10 | 60
1129466 | 1 | 1 | Low Voltage | Breaker | MCCB | TER | H800-NE | 630 | 800 | 4 |  | 125 | 415 | FD |  |  |  | 94 | 287.5 |  | LCD window | ACPZ | Mod_Yes | IEC | 10 | 60
1152701 | 1 | 1 | Low Voltage | Breaker | MCCB | TER | H800-NE | 630 | 800 | 4 |  | 125 | 415 | FD |  |  |  | 94 | 287.5 |  | LCD window | ACPZ | Mod_Yes | IEC | 10 | 60
1152702 | 1 | 1 | Low Voltage | Breaker | MCCB | TER | H800-NE | 630 | 800 | 4 |  | 125 | 415 | FD |  |  |  | 94 | 287.5 |  | LCD window | ACPZ | Mod_Yes | IEC | 10 | 60
1152703 | 1 | 1 | Low Voltage | Breaker | MCCB | TER | H800-NE | 630 | 800 | 4 |  | 125 | 415 | FD |  |  |  | 94 | 287.5 |  | LCD window | ACPZ | Mod_Yes | IEC | 10 | 60
1152704 | 1 | 1 | Low Voltage | Breaker | MCCB | TER | H800-NE | 630 | 800 | 4 |  | 125 | 415 | FD |  |  |  | 94 | 287.5 |  | LCD window | ACPZ | Mod_Yes | IEC | 10 | 60
1152705 | 1 | 1 | Low Voltage | Breaker | MCCB | TER | H800-NE | 630 | 800 | 4 |  | 125 | 415 | FD |  |  |  | 94 | 287.5 |  | LCD window | ACPZ | Mod_Yes | IEC | 10 | 60
1129467 | 1 | 1 | Low Voltage | Breaker | MCCB | TER | H800-NE | 800 | 800 | 4 |  | 125 | 415 | FD |  |  |  | 94 | 287.5 |  | LCD window | ACPZ | Mod_Yes | IEC | 10 | 60
1152706 | 1 | 1 | Low Voltage | Breaker | MCCB | TER | H800-NE | 800 | 800 | 4 |  | 125 | 415 | FD |  |  |  | 94 | 287.5 |  | LCD window | ACPZ | Mod_Yes | IEC | 10 | 60
1152707 | 1 | 1 | Low Voltage | Breaker | MCCB | TER | H800-NE | 800 | 800 | 4 |  | 125 | 415 | FD |  |  |  | 94 | 287.5 |  | LCD window | ACPZ | Mod_Yes | IEC | 10 | 60
1152708 | 1 | 1 | Low Voltage | Breaker | MCCB | TER | H800-NE | 800 | 800 | 4 |  | 125 | 415 | FD |  |  |  | 94 | 287.5 |  | LCD window | ACPZ | Mod_Yes | IEC | 10 | 60
1143430 | 1 | 1 | Low Voltage | Breaker | MCCB | TER | H800-NE | 800 | 800 | 4 |  | 125 | 415 | FD |  |  |  | 94 | 287.5 |  | LCD window | ACPZ | Mod_Yes | IEC | 10 | 60
1152709 | 1 | 1 | Low Voltage | Breaker | MCCB | TER | H800-NE | 800 | 800 | 4 |  | 125 | 415 | FD |  |  |  | 94 | 287.5 |  | LCD window | ACPZ | Mod_Yes | IEC | 10 | 60
1152710 | 1 | 1 | Low Voltage | Breaker | MCCB | TER | H800-NE | 630 | 800 | 3 |  | 125 | 415 | FD |  |  |  | 94 | 287.5 |  | LCD backlight | A | Mod_Yes | IEC | 10 | 60
1152711 | 1 | 1 | Low Voltage | Breaker | MCCB | TER | H800-NE | 630 | 800 | 3 |  | 125 | 415 | FD |  |  |  | 94 | 287.5 |  | LCD backlight | AG | Mod_Yes | IEC | 10 | 60
1152712 | 1 | 1 | Low Voltage | Breaker | MCCB | TER | H800-NE | 630 | 800 | 3 |  | 125 | 415 | FD |  |  |  | 94 | 287.5 |  | LCD backlight | AP | Mod_Yes | IEC | 10 | 60
1152713 | 1 | 1 | Low Voltage | Breaker | MCCB | TER | H800-NE | 630 | 800 | 3 |  | 125 | 415 | FD |  |  |  | 94 | 287.5 |  | LCD backlight | APGSC | Mod_Yes | IEC | 10 | 60
1152714 | 1 | 1 | Low Voltage | Breaker | MCCB | TER | H800-NE | 630 | 800 | 3 |  | 125 | 415 | FD |  |  |  | 94 | 287.5 |  | LCD backlight | APCWH | Mod_Yes | IEC | 10 | 60
1152715 | 1 | 1 | Low Voltage | Breaker | MCCB | TER | H800-NE | 630 | 800 | 3 |  | 125 | 415 | FD |  |  |  | 94 | 287.5 |  | LCD backlight | APGSCWH | Mod_Yes | IEC | 10 | 60
1152716 | 1 | 1 | Low Voltage | Breaker | MCCB | TER | H800-NE | 630 | 800 | 4 |  | 125 | 415 | FD |  |  |  | 94 | 287.5 |  | LCD backlight | A | Mod_Yes | IEC | 10 | 60
1152717 | 1 | 1 | Low Voltage | Breaker | MCCB | TER | H800-NE | 630 | 800 | 4 |  | 125 | 415 | FD |  |  |  | 94 | 287.5 |  | LCD backlight | AGN | Mod_Yes | IEC | 10 | 60
1152718 | 1 | 1 | Low Voltage | Breaker | MCCB | TER | H800-NE | 630 | 800 | 4 |  | 125 | 415 | FD |  |  |  | 94 | 287.5 |  | LCD backlight | AP | Mod_Yes | IEC | 10 | 60
1152719 | 1 | 1 | Low Voltage | Breaker | MCCB | TER | H800-NE | 630 | 800 | 4 |  | 125 | 415 | FD |  |  |  | 94 | 287.5 |  | LCD backlight | APGN | Mod_Yes | IEC | 10 | 60
1152720 | 1 | 1 | Low Voltage | Breaker | MCCB | TER | H800-NE | 630 | 800 | 4 |  | 125 | 415 | FD |  |  |  | 94 | 287.5 |  | LCD backlight | APCWH | Mod_Yes | IEC | 10 | 60
1152721 | 1 | 1 | Low Voltage | Breaker | MCCB | TER | H800-NE | 630 | 800 | 4 |  | 125 | 415 | FD |  |  |  | 94 | 287.5 |  | LCD backlight | APGNSCWH | Mod_Yes | IEC | 10 | 60
1152722 | 1 | 1 | Low Voltage | Breaker | MCCB | TER | H800-NE | 800 | 800 | 3 |  | 125 | 415 | FD |  |  |  | 94 | 287.5 |  | LCD backlight | A | Mod_Yes | IEC | 10 | 60
1152723 | 1 | 1 | Low Voltage | Breaker | MCCB | TER | H800-NE | 800 | 800 | 3 |  | 125 | 415 | FD |  |  |  | 94 | 287.5 |  | LCD backlight | AG | Mod_Yes | IEC | 10 | 60
1152724 | 1 | 1 | Low Voltage | Breaker | MCCB | TER | H800-NE | 800 | 800 | 3 |  | 125 | 415 | FD |  |  |  | 94 | 287.5 |  | LCD backlight | AP | Mod_Yes | IEC | 10 | 60
1152725 | 1 | 1 | Low Voltage | Breaker | MCCB | TER | H800-NE | 800 | 800 | 3 |  | 125 | 415 | FD |  |  |  | 94 | 287.5 |  | LCD backlight | APGSC | Mod_Yes | IEC | 10 | 60
1152726 | 1 | 1 | Low Voltage | Breaker | MCCB | TER | H800-NE | 800 | 800 | 3 |  | 125 | 415 | FD |  |  |  | 94 | 287.5 |  | LCD backlight | APCWH | Mod_Yes | IEC | 10 | 60
1152727 | 1 | 1 | Low Voltage | Breaker | MCCB | TER | H800-NE | 800 | 800 | 3 |  | 125 | 415 | FD |  |  |  | 94 | 287.5 |  | LCD backlight | APGSCWH | Mod_Yes | IEC | 10 | 60
1152728 | 1 | 1 | Low Voltage | Breaker | MCCB | TER | H800-NE | 800 | 800 | 4 |  | 125 | 415 | FD |  |  |  | 94 | 287.5 |  | LCD backlight | A | Mod_Yes | IEC | 10 | 60
1152729 | 1 | 1 | Low Voltage | Breaker | MCCB | TER | H800-NE | 800 | 800 | 4 |  | 125 | 415 | FD |  |  |  | 94 | 287.5 |  | LCD backlight | AGN | Mod_Yes | IEC | 10 | 60
1152730 | 1 | 1 | Low Voltage | Breaker | MCCB | TER | H800-NE | 800 | 800 | 4 |  | 125 | 415 | FD |  |  |  | 94 | 287.5 |  | LCD backlight | AP | Mod_Yes | IEC | 10 | 60
1152731 | 1 | 1 | Low Voltage | Breaker | MCCB | TER | H800-NE | 800 | 800 | 4 |  | 125 | 415 | FD |  |  |  | 94 | 287.5 |  | LCD backlight | APGNS | Mod_Yes | IEC | 10 | 60
1152732 | 1 | 1 | Low Voltage | Breaker | MCCB | TER | H800-NE | 800 | 800 | 4 |  | 125 | 415 | FD |  |  |  | 94 | 287.5 |  | LCD backlight | APCWH | Mod_Yes | IEC | 10 | 60
1152733 | 1 | 1 | Low Voltage | Breaker | MCCB | TER | H800-NE | 800 | 800 | 4 |  | 125 | 415 | FD |  |  |  | 94 | 287.5 |  | LCD backlight | APGNSCWH | Mod_Yes | IEC | 10 | 60

## Bom Trigger Group BR3
Products |  | x | Rules |  |  | x
Product_ID | Qty | BOM_Pos | LV-Breaker-Equipment and system | LV-Breaker-Class | LV-Breaker-Material category | LV-Breaker-Brand | LV-Breaker-Model-Type of the breaker | LV-Breaker-Ampere Trip-AT | LV-Breaker-Rated current-AF | LV-Breaker-Number of pole-P | LV-Breaker-Rated ultimate breaking capacity-Icn -applicable for MCB-RCBO-KA | LV-Breaker-Rated ultimate breaking capacity-Icu-KA | LV-Breaker-Rated voltage-Ue-Vac | LV- Breaker-MountingType | LV-Breaker-Mounting type applicable for ACB-MCCB | LV-Breaker-Tripping curve -applicable for din-rail products | LV-Breaker-Sensitivity- applicable for Residual protection-mA | LV-Breaker-Rated Service Breaking Capacity-Ics-KA | LV-Breaker-Rated Making Capacity-Icm-KA | LV-Breaker-Utilization category- for ACB-and MCCB | LV-Breaker-Trip unit type-not applicable for MCB | LV-Breaker-Trip unit protection--for ACB-and MCCB | LV-Breaker-Trip unit with communication module-for ACB-and MCCB | LV-Breaker-Standard conformity | LV-Breaker-Rated short-time withstand current-kAs | LV-Breaker-Rated frequency-Hz
1103704 | 1 | 1 | Low Voltage | Breaker | MCCB | TER | ZS250-NJ | 250 | 250 | 4 |  | 36 | 415 | FD |  |  | 3000 | 36 | 82.8 |  | Dial adjustment | TMD | Mod_No | IEC |  | 60
1090243 | 1 | 1 | Low Voltage | Breaker | MCCB | TER | ZS250-NJ | 250 | 250 | 3 |  | 36 | 415 | FD |  |  | 3000 | 36 | 82.8 |  | Dial adjustment | TMD | Mod_No | IEC |  | 60
1151175 | 1 | 1 | Low Voltage | Breaker | MCCB | TER | ZS250-NJ | 160 | 250 | 4 |  | 36 | 415 | FD |  |  | 3000 | 36 | 82.8 |  | Dial adjustment | TMD | Mod_No | IEC |  | 60
1090244 | 1 | 1 | Low Voltage | Breaker | MCCB | TER | ZS250-NJ | 160 | 250 | 3 |  | 36 | 415 | FD |  |  | 3000 | 36 | 82.8 |  | Dial adjustment | TMD | Mod_No | IEC |  | 60
1112699 | 1 | 1 | Low Voltage | Breaker | MCCB | TER | ZS250-GJ | 250 | 250 | 4 |  | 65 | 415 | FD |  |  | 3000 | 36 | 149.5 |  | Dial adjustment | TMD | Mod_No | IEC |  | 60
1090245 | 1 | 1 | Low Voltage | Breaker | MCCB | TER | ZS250-GJ | 250 | 250 | 3 |  | 65 | 415 | FD |  |  | 3000 | 36 | 149.5 |  | Dial adjustment | TMD | Mod_No | IEC |  | 60
1112698 | 1 | 1 | Low Voltage | Breaker | MCCB | TER | ZS250-GJ | 160 | 250 | 4 |  | 65 | 415 | FD |  |  | 3000 | 36 | 149.5 |  | Dial adjustment | TMD | Mod_No | IEC |  | 60
1090246 | 1 | 1 | Low Voltage | Breaker | MCCB | TER | ZS250-GJ | 160 | 250 | 3 |  | 65 | 415 | FD |  |  | 3000 | 36 | 149.5 |  | Dial adjustment | TMD | Mod_No | IEC |  | 60
1122757 | 1 | 1 | Low Voltage | Breaker | MCCB | TER | ZS125-NJ | 63 | 125 | 4 |  | 36 | 415 | FD |  |  | 3000 | 36 | 82.8 |  | Dial adjustment | TMD | Mod_No | IEC |  | 60
1090233 | 1 | 1 | Low Voltage | Breaker | MCCB | TER | ZS125-NJ | 63 | 125 | 3 |  | 36 | 415 | FD |  |  | 3000 | 36 | 82.8 |  | Dial adjustment | TMD | Mod_No | IEC |  | 60
1125540 | 1 | 1 | Low Voltage | Breaker | MCCB | TER | ZS125-NJ | 50 | 125 | 4 |  | 36 | 415 | FD |  |  | 3000 | 36 | 82.8 |  | Dial adjustment | TMD | Mod_No | IEC |  | 60
1090234 | 1 | 1 | Low Voltage | Breaker | MCCB | TER | ZS125-NJ | 50 | 125 | 3 |  | 36 | 415 | FD |  |  | 3000 | 36 | 82.8 |  | Dial adjustment | TMD | Mod_No | IEC |  | 60
1122758 | 1 | 1 | Low Voltage | Breaker | MCCB | TER | ZS125-NJ | 32 | 125 | 4 |  | 36 | 415 | FD |  |  | 3000 | 36 | 82.8 |  | Dial adjustment | TMD | Mod_No | IEC |  | 60
1090235 | 1 | 1 | Low Voltage | Breaker | MCCB | TER | ZS125-NJ | 32 | 125 | 3 |  | 36 | 415 | FD |  |  | 3000 | 36 | 82.8 |  | Dial adjustment | TMD | Mod_No | IEC |  | 60
1122759 | 1 | 1 | Low Voltage | Breaker | MCCB | TER | ZS125-NJ | 20 | 125 | 4 |  | 36 | 415 | FD |  |  | 3000 | 36 | 82.8 |  | Dial adjustment | TMD | Mod_No | IEC |  | 60
1090236 | 1 | 1 | Low Voltage | Breaker | MCCB | TER | ZS125-NJ | 20 | 125 | 3 |  | 36 | 415 | FD |  |  | 3000 | 36 | 82.8 |  | Dial adjustment | TMD | Mod_No | IEC |  | 60
1151176 | 1 | 1 | Low Voltage | Breaker | MCCB | TER | ZS125-NJ | 125 | 125 | 4 |  | 36 | 415 | FD |  |  | 3000 | 36 | 82.8 |  | Dial adjustment | TMD | Mod_No | IEC |  | 60
1090231 | 1 | 1 | Low Voltage | Breaker | MCCB | TER | ZS125-NJ | 125 | 125 | 3 |  | 36 | 415 | FD |  |  | 3000 | 36 | 82.8 |  | Dial adjustment | TMD | Mod_No | IEC |  | 60
1151177 | 1 | 1 | Low Voltage | Breaker | MCCB | TER | ZS125-NJ | 100 | 125 | 4 |  | 36 | 415 | FD |  |  | 3000 | 36 | 82.8 |  | Dial adjustment | TMD | Mod_No | IEC |  | 60
1090232 | 1 | 1 | Low Voltage | Breaker | MCCB | TER | ZS125-NJ | 100 | 125 | 3 |  | 36 | 415 | FD |  |  | 3000 | 36 | 82.8 |  | Dial adjustment | TMD | Mod_No | IEC |  | 60
1151178 | 1 | 1 | Low Voltage | Breaker | MCCB | TER | ZS125-GJ | 63 | 125 | 4 |  | 65 | 415 | FD |  |  | 3000 | 36 | 149.5 |  | Dial adjustment | TMD | Mod_No | IEC |  | 60
1103251 | 1 | 1 | Low Voltage | Breaker | MCCB | TER | ZS125-GJ | 63 | 125 | 3 |  | 65 | 415 | FD |  |  | 3000 | 36 | 149.5 |  | Dial adjustment | TMD | Mod_No | IEC |  | 60
1112697 | 1 | 1 | Low Voltage | Breaker | MCCB | TER | ZS125-GJ | 50 | 125 | 4 |  | 65 | 415 | FD |  |  | 3000 | 36 | 149.5 |  | Dial adjustment | TMD | Mod_No | IEC |  | 60
1090240 | 1 | 1 | Low Voltage | Breaker | MCCB | TER | ZS125-GJ | 50 | 125 | 3 |  | 65 | 415 | FD |  |  | 3000 | 36 | 149.5 |  | Dial adjustment | TMD | Mod_No | IEC |  | 60
1103703 | 1 | 1 | Low Voltage | Breaker | MCCB | TER | ZS125-GJ | 32 | 125 | 4 |  | 65 | 415 | FD |  |  | 3000 | 36 | 149.5 |  | Dial adjustment | TMD | Mod_No | IEC |  | 60
1103252 | 1 | 1 | Low Voltage | Breaker | MCCB | TER | ZS125-GJ | 32 | 125 | 3 |  | 65 | 415 | FD |  |  | 3000 | 36 | 149.5 |  | Dial adjustment | TMD | Mod_No | IEC |  | 60
1112696 | 1 | 1 | Low Voltage | Breaker | MCCB | TER | ZS125-GJ | 20 | 125 | 4 |  | 65 | 415 | FD |  |  | 3000 | 36 | 149.5 |  | Dial adjustment | TMD | Mod_No | IEC |  | 60
1090242 | 1 | 1 | Low Voltage | Breaker | MCCB | TER | ZS125-GJ | 20 | 125 | 3 |  | 65 | 415 | FD |  |  | 3000 | 36 | 149.5 |  | Dial adjustment | TMD | Mod_No | IEC |  | 60
1151179 | 1 | 1 | Low Voltage | Breaker | MCCB | TER | ZS125-GJ | 125 | 125 | 4 |  | 65 | 415 | FD |  |  | 3000 | 36 | 149.5 |  | Dial adjustment | TMD | Mod_No | IEC |  | 60
1103249 | 1 | 1 | Low Voltage | Breaker | MCCB | TER | ZS125-GJ | 125 | 125 | 3 |  | 65 | 415 | FD |  |  | 3000 | 36 | 149.5 |  | Dial adjustment | TMD | Mod_No | IEC |  | 60
1151180 | 1 | 1 | Low Voltage | Breaker | MCCB | TER | ZS125-GJ | 100 | 125 | 4 |  | 65 | 415 | FD |  |  | 3000 | 36 | 149.5 |  | Dial adjustment | TMD | Mod_No | IEC |  | 60
1103250 | 1 | 1 | Low Voltage | Breaker | MCCB | TER | ZS125-GJ | 100 | 125 | 3 |  | 65 | 415 | FD |  |  | 3000 | 36 | 149.5 |  | Dial adjustment | TMD | Mod_No | IEC |  | 60
1124898-J | 1 | 1 | Low Voltage | Breaker | MCCB | TER | ZE250-NJ | 250 | 250 | 4 |  | 25 | 415 | FD |  |  | 3000 | 19 | 57.5 |  | Dial adjustment | TMD | Mod_No | IEC |  | 60
1151181 | 1 | 1 | Low Voltage | Breaker | MCCB | TER | ZE250-NJ | 250 | 250 | 3 |  | 25 | 415 | FD |  |  | 3000 | 19 | 57.5 |  | Dial adjustment | TMD | Mod_No | IEC |  | 60
1124899-J | 1 | 1 | Low Voltage | Breaker | MCCB | TER | ZE250-NJ | 160 | 250 | 4 |  | 25 | 415 | FD |  |  | 3000 | 19 | 57.5 |  | Dial adjustment | TMD | Mod_No | IEC |  | 60
1151182 | 1 | 1 | Low Voltage | Breaker | MCCB | TER | ZE250-NJ | 160 | 250 | 3 |  | 25 | 415 | FD |  |  | 3000 | 19 | 57.5 |  | Dial adjustment | TMD | Mod_No | IEC |  | 60
1151183 | 1 | 1 | Low Voltage | Breaker | MCCB | TER | ZE125-NJ | 63 | 125 | 4 |  | 25 | 415 | FD |  |  | 3000 | 19 | 57.5 |  | Dial adjustment | TMD | Mod_No | IEC |  | 60
1151184 | 1 | 1 | Low Voltage | Breaker | MCCB | TER | ZE125-NJ | 63 | 125 | 3 |  | 25 | 415 | FD |  |  | 3000 | 19 | 57.5 |  | Dial adjustment | TMD | Mod_No | IEC |  | 60
1151185 | 1 | 1 | Low Voltage | Breaker | MCCB | TER | ZE125-NJ | 50 | 125 | 4 |  | 25 | 415 | FD |  |  | 3000 | 19 | 57.5 |  | Dial adjustment | TMD | Mod_No | IEC |  | 60
1151186 | 1 | 1 | Low Voltage | Breaker | MCCB | TER | ZE125-NJ | 50 | 125 | 3 |  | 25 | 415 | FD |  |  | 3000 | 19 | 57.5 |  | Dial adjustment | TMD | Mod_No | IEC |  | 60
1151187 | 1 | 1 | Low Voltage | Breaker | MCCB | TER | ZE125-NJ | 32 | 125 | 4 |  | 25 | 415 | FD |  |  | 3000 | 19 | 57.5 |  | Dial adjustment | TMD | Mod_No | IEC |  | 60
1151188 | 1 | 1 | Low Voltage | Breaker | MCCB | TER | ZE125-NJ | 32 | 125 | 3 |  | 25 | 415 | FD |  |  | 3000 | 19 | 57.5 |  | Dial adjustment | TMD | Mod_No | IEC |  | 60
1151189 | 1 | 1 | Low Voltage | Breaker | MCCB | TER | ZE125-NJ | 20 | 125 | 4 |  | 25 | 415 | FD |  |  | 3000 | 19 | 57.5 |  | Dial adjustment | TMD | Mod_No | IEC |  | 60
1151190 | 1 | 1 | Low Voltage | Breaker | MCCB | TER | ZE125-NJ | 20 | 125 | 3 |  | 25 | 415 | FD |  |  | 3000 | 19 | 57.5 |  | Dial adjustment | TMD | Mod_No | IEC |  | 60
1151191 | 1 | 1 | Low Voltage | Breaker | MCCB | TER | ZE125-NJ | 125 | 125 | 4 |  | 25 | 415 | FD |  |  | 3000 | 19 | 57.5 |  | Dial adjustment | TMD | Mod_No | IEC |  | 60
1074367-J | 1 | 1 | Low Voltage | Breaker | MCCB | TER | ZE125-NJ | 125 | 125 | 3 |  | 25 | 415 | FD |  |  | 3000 | 19 | 57.5 |  | Dial adjustment | TMD | Mod_No | IEC |  | 60
1125087-J | 1 | 1 | Low Voltage | Breaker | MCCB | TER | ZE125-NJ | 100 | 125 | 4 |  | 25 | 415 | FD |  |  | 3000 | 19 | 57.5 |  | Dial adjustment | TMD | Mod_No | IEC |  | 60
1151192 | 1 | 1 | Low Voltage | Breaker | MCCB | TER | ZE125-NJ | 100 | 125 | 3 |  | 25 | 415 | FD |  |  | 3000 | 19 | 57.5 |  | Dial adjustment | TMD | Mod_No | IEC |  | 60
1151193 | 1 | 1 | Low Voltage | Breaker | MCCB | TER | XS2500-NE | 2500 | 2500 | 4 |  | 85 | 415 | FD |  |  |  | 64 | 195.5 |  | LCD window | AP | Mod_No | IEC |  | 60
1151194 | 1 | 1 | Low Voltage | Breaker | MCCB | TER | XS2500-NE | 2500 | 2500 | 4 |  | 85 | 415 | FD |  |  |  | 64 | 195.5 |  | LCD window | AI | Mod_No | IEC |  | 60
1151195 | 1 | 1 | Low Voltage | Breaker | MCCB | TER | XS2500-NE | 2500 | 2500 | 4 |  | 85 | 415 | FD |  |  |  | 64 | 195.5 |  | LCD window | AG | Mod_No | IEC |  | 60
1151196 | 1 | 1 | Low Voltage | Breaker | MCCB | TER | XS2500-NE | 2500 | 2500 | 3 |  | 85 | 415 | FD |  |  |  | 64 | 195.5 |  | LCD window | AP | Mod_No | IEC |  | 60
1151197 | 1 | 1 | Low Voltage | Breaker | MCCB | TER | XS2500-NE | 2500 | 2500 | 3 |  | 85 | 415 | FD |  |  |  | 64 | 195.5 |  | LCD window | AI | Mod_No | IEC |  | 60
1151198 | 1 | 1 | Low Voltage | Breaker | MCCB | TER | XS2500-NE | 2500 | 2500 | 3 |  | 85 | 415 | FD |  |  |  | 64 | 195.5 |  | LCD window | AG | Mod_No | IEC |  | 60
1151199 | 1 | 1 | Low Voltage | Breaker | MCCB | TER | XS2500-NE | 2500 | 2500 | 4 |  | 85 | 415 | FD |  |  |  | 64 | 195.5 |  | LCD window | A | Mod_No | IEC |  | 60
1151200 | 1 | 1 | Low Voltage | Breaker | MCCB | TER | XS2500-NE | 2500 | 2500 | 3 |  | 85 | 415 | FD |  |  |  | 64 | 195.5 |  | LCD window | A | Mod_No | IEC |  | 60
1151201 | 1 | 1 | Low Voltage | Breaker | MCCB | TER | XS2000-NE | 2000 | 2000 | 4 |  | 85 | 415 | FD |  |  |  | 64 | 195.5 |  | LCD window | AP | Mod_No | IEC |  | 60
1151202 | 1 | 1 | Low Voltage | Breaker | MCCB | TER | XS2000-NE | 2000 | 2000 | 4 |  | 85 | 415 | FD |  |  |  | 64 | 195.5 |  | LCD window | AP | Mod_No | IEC |  | 60
1151203 | 1 | 1 | Low Voltage | Breaker | MCCB | TER | XS2000-NE | 2000 | 2000 | 4 |  | 85 | 415 | FD |  |  |  | 64 | 195.5 |  | LCD window | AI | Mod_No | IEC |  | 60
1151204 | 1 | 1 | Low Voltage | Breaker | MCCB | TER | XS2000-NE | 2000 | 2000 | 4 |  | 85 | 415 | FD |  |  |  | 64 | 195.5 |  | LCD window | AI | Mod_No | IEC |  | 60
1151205 | 1 | 1 | Low Voltage | Breaker | MCCB | TER | XS2000-NE | 2000 | 2000 | 4 |  | 85 | 415 | FD |  |  |  | 64 | 195.5 |  | LCD window | AG | Mod_No | IEC |  | 60
1151206 | 1 | 1 | Low Voltage | Breaker | MCCB | TER | XS2000-NE | 2000 | 2000 | 4 |  | 85 | 415 | FD |  |  |  | 64 | 195.5 |  | LCD window | AP | Mod_No | IEC |  | 60
1151207 | 1 | 1 | Low Voltage | Breaker | MCCB | TER | XS2000-NE | 2000 | 2000 | 4 |  | 85 | 415 | FD |  |  |  | 64 | 195.5 |  | LCD window | A | Mod_No | IEC |  | 60
1151208 | 1 | 1 | Low Voltage | Breaker | MCCB | TER | XS2000-NE | 2000 | 2000 | 4 |  | 85 | 415 | FD |  |  |  | 64 | 195.5 |  | LCD window | A | Mod_No | IEC |  | 60
1151209 | 1 | 1 | Low Voltage | Breaker | MCCB | TER | XS2000-NE | 2000 | 2000 | 3 |  | 85 | 415 | FD |  |  |  | 64 | 195.5 |  | LCD window | AP | Mod_No | IEC |  | 60
1151210 | 1 | 1 | Low Voltage | Breaker | MCCB | TER | XS2000-NE | 2000 | 2000 | 3 |  | 85 | 415 | FD |  |  |  | 64 | 195.5 |  | LCD window | AP | Mod_No | IEC |  | 60
1151211 | 1 | 1 | Low Voltage | Breaker | MCCB | TER | XS2000-NE | 2000 | 2000 | 3 |  | 85 | 415 | FD |  |  |  | 64 | 195.5 |  | LCD window | AI | Mod_No | IEC |  | 60
1151212 | 1 | 1 | Low Voltage | Breaker | MCCB | TER | XS2000-NE | 2000 | 2000 | 3 |  | 85 | 415 | FD |  |  |  | 64 | 195.5 |  | LCD window | AI | Mod_No | IEC |  | 60
1151213 | 1 | 1 | Low Voltage | Breaker | MCCB | TER | XS2000-NE | 2000 | 2000 | 3 |  | 85 | 415 | FD |  |  |  | 64 | 195.5 |  | LCD window | AG | Mod_No | IEC |  | 60
1151214 | 1 | 1 | Low Voltage | Breaker | MCCB | TER | XS2000-NE | 2000 | 2000 | 3 |  | 85 | 415 | FD |  |  |  | 64 | 195.5 |  | LCD window | AG | Mod_No | IEC |  | 60
1057372 | 1 | 1 | Low Voltage | Breaker | MCCB | TER | XS2000-NE | 2000 | 2000 | 3 |  | 85 | 415 | FD |  |  |  | 64 | 195.5 |  | LCD window | A | Mod_No | IEC |  | 60
1086911 | 1 | 1 | Low Voltage | Breaker | MCCB | TER | XS2000-NE | 2000 | 2000 | 3 |  | 85 | 415 | FD |  |  |  | 64 | 195.5 |  | LCD window | A | Mod_No | IEC |  | 60
1151215 | 1 | 1 | Low Voltage | Breaker | MCCB | TER | S800-RJ | 800 | 800 | 4 |  | 70 | 415 | FD |  |  |  | 50 | 161 |  | Dial adjustment | TMD | Mod_No | IEC |  | 60
1090276 | 1 | 1 | Low Voltage | Breaker | MCCB | TER | S800-RJ | 800 | 800 | 3 |  | 70 | 415 | FD |  |  |  | 50 | 161 |  | Dial adjustment | TMD | Mod_No | IEC |  | 60
1151216 | 1 | 1 | Low Voltage | Breaker | MCCB | TER | S800-RJ | 630 | 800 | 4 |  | 70 | 415 | FD |  |  |  | 50 | 161 |  | Dial adjustment | TMD | Mod_No | IEC |  | 60
1151217 | 1 | 1 | Low Voltage | Breaker | MCCB | TER | S800-RJ | 630 | 800 | 3 |  | 70 | 415 | FD |  |  |  | 50 | 161 |  | Dial adjustment | TMD | Mod_No | IEC |  | 60
1151552 | 1 | 1 | Low Voltage | Breaker | MCCB | TER | S800-RE | 800 | 800 | 4 |  | 70 | 415 | FD |  |  |  | 50 | 161 |  | LCD backlight | APGNS | Mod_No | IEC | 10 | 60
1150454 | 1 | 1 | Low Voltage | Breaker | MCCB | TER | S800-RE | 800 | 800 | 4 |  | 70 | 415 | FD |  |  |  | 50 | 161 |  | LCD backlight | APCWH | Mod_Yes | IEC | 10 | 60
1151553 | 1 | 1 | Low Voltage | Breaker | MCCB | TER | S800-RE | 800 | 800 | 3 |  | 70 | 415 | FD |  |  |  | 50 | 161 |  | LCD backlight | APGS | Mod_No | IEC | 10 | 60
1151554 | 1 | 1 | Low Voltage | Breaker | MCCB | TER | S800-RE | 800 | 800 | 4 |  | 70 | 415 | FD |  |  |  | 50 | 161 |  | LCD backlight | AGN | Mod_No | IEC | 10 | 60
1151218 | 1 | 1 | Low Voltage | Breaker | MCCB | TER | S800-RE | 800 | 800 | 4 |  | 70 | 415 | FD |  |  |  | 50 | 161 |  | LCD window | APN | Mod_No | IEC | 10 | 60
1151219 | 1 | 1 | Low Voltage | Breaker | MCCB | TER | S800-RE | 800 | 800 | 4 |  | 70 | 415 | FD |  |  |  | 50 | 161 |  | LCD window | APGN | Mod_No | IEC | 10 | 60
1151220 | 1 | 1 | Low Voltage | Breaker | MCCB | TER | S800-RE | 800 | 800 | 4 |  | 70 | 415 | FD |  |  |  | 50 | 161 |  | LCD window | AP | Mod_No | IEC | 10 | 60
1151221 | 1 | 1 | Low Voltage | Breaker | MCCB | TER | S800-RE | 800 | 800 | 4 |  | 70 | 415 | FD |  |  |  | 50 | 161 |  | LCD window | AN | Mod_No | IEC | 10 | 60
1143498 | 1 | 1 | Low Voltage | Breaker | MCCB | TER | S800-RE | 800 | 800 | 4 |  | 70 | 415 | FD |  |  |  | 50 | 161 |  | LCD window | AGN | Mod_No | IEC | 10 | 60
1143497 | 1 | 1 | Low Voltage | Breaker | MCCB | TER | S800-RE | 800 | 800 | 4 |  | 70 | 415 | FD |  |  |  | 50 | 161 |  | LCD window | A | Mod_No | IEC | 10 | 60
1151555 | 1 | 1 | Low Voltage | Breaker | MCCB | TER | S800-RE | 800 | 800 | 4 |  | 70 | 415 | FD |  |  |  | 50 | 161 |  | LCD backlight | AP | Mod_No | IEC | 10 | 60
1151556 | 1 | 1 | Low Voltage | Breaker | MCCB | TER | S800-RE | 800 | 800 | 4 |  | 70 | 415 | FD |  |  |  | 50 | 161 |  | LCD backlight | A | Mod_No | IEC | 10 | 60
1151222 | 1 | 1 | Low Voltage | Breaker | MCCB | TER | S800-RE | 800 | 800 | 3 |  | 70 | 415 | FD |  |  |  | 50 | 161 |  | LCD window | A | Mod_No | IEC | 10 | 60
1151223 | 1 | 1 | Low Voltage | Breaker | MCCB | TER | S800-RE | 800 | 800 | 3 |  | 70 | 415 | FD |  |  |  | 50 | 161 |  | LCD window | AP | Mod_No | IEC | 10 | 60
1104443 | 1 | 1 | Low Voltage | Breaker | MCCB | TER | S800-RE | 800 | 800 | 3 |  | 70 | 415 | FD |  |  |  | 50 | 161 |  | LCD window | AG | Mod_No | IEC | 10 | 60
1074366 | 1 | 1 | Low Voltage | Breaker | MCCB | TER | S800-RE | 800 | 800 | 3 |  | 70 | 415 | FD |  |  |  | 50 | 161 |  | LCD window | A | Mod_No | IEC | 10 | 60
1151557 | 1 | 1 | Low Voltage | Breaker | MCCB | TER | S800-RE | 800 | 800 | 3 |  | 70 | 415 | FD |  |  |  | 50 | 161 |  | LCD backlight | AP | Mod_No | IEC | 10 | 60
1151558 | 1 | 1 | Low Voltage | Breaker | MCCB | TER | S800-RE | 800 | 800 | 3 |  | 70 | 415 | FD |  |  |  | 50 | 161 |  | LCD backlight | AG | Mod_No | IEC | 10 | 60
1151559 | 1 | 1 | Low Voltage | Breaker | MCCB | TER | S800-RE | 800 | 800 | 3 |  | 70 | 415 | FD |  |  |  | 50 | 161 |  | LCD backlight | A | Mod_No | IEC | 10 | 60
1151560 | 1 | 1 | Low Voltage | Breaker | MCCB | TER | S800-RE | 800 | 800 | 4 |  | 70 | 415 | FD |  |  |  | 50 | 161 |  | LCD backlight | APGNSCWH | Mod_Yes | IEC | 10 | 60
1151561 | 1 | 1 | Low Voltage | Breaker | MCCB | TER | S800-RE | 800 | 800 | 3 |  | 70 | 415 | FD |  |  |  | 50 | 161 |  | LCD backlight | APGSCWH | Mod_Yes | IEC | 10 | 60
1150419 | 1 | 1 | Low Voltage | Breaker | MCCB | TER | S800-RE | 800 | 800 | 3 |  | 70 | 415 | FD |  |  |  | 50 | 161 |  | LCD backlight | APCWH | Mod_Yes | IEC | 10 | 60
1151562 | 1 | 1 | Low Voltage | Breaker | MCCB | TER | S800-RE | 630 | 800 | 4 |  | 70 | 415 | FD |  |  |  | 50 | 161 |  | LCD backlight | APGNS | Mod_No | IEC | 10 | 60
1151563 | 1 | 1 | Low Voltage | Breaker | MCCB | TER | S800-RE | 630 | 800 | 4 |  | 70 | 415 | FD |  |  |  | 50 | 161 |  | LCD backlight | APCWH | Mod_Yes | IEC | 10 | 60
1151564 | 1 | 1 | Low Voltage | Breaker | MCCB | TER | S800-RE | 630 | 800 | 3 |  | 70 | 415 | FD |  |  |  | 50 | 161 |  | LCD backlight | APGS | Mod_No | IEC | 10 | 60
1151565 | 1 | 1 | Low Voltage | Breaker | MCCB | TER | S800-RE | 630 | 800 | 4 |  | 70 | 415 | FD |  |  |  | 50 | 161 |  | LCD backlight | APGNSCWH | Mod_Yes | IEC | 10 | 60
1151566 | 1 | 1 | Low Voltage | Breaker | MCCB | TER | S800-RE | 630 | 800 | 4 |  | 70 | 415 | FD |  |  |  | 50 | 161 |  | LCD backlight | AGN | Mod_No | IEC | 10 | 60
1151447 | 1 | 1 | Low Voltage | Breaker | MCCB | TER | S800-RE | 630 | 800 | 4 |  | 70 | 415 | FD |  |  |  | 50 | 161 |  | LCD backlight | AP | Mod_No | IEC | 10 | 60
1151224 | 1 | 1 | Low Voltage | Breaker | MCCB | TER | S800-RE | 630 | 800 | 4 |  | 70 | 415 | FD |  |  |  | 50 | 161 |  | LCD window | APN | Mod_No | IEC | 10 | 60
1151275 | 1 | 1 | Low Voltage | Breaker | MCCB | TER | S800-RE | 630 | 800 | 4 |  | 70 | 415 | FD |  |  |  | 50 | 161 |  | LCD window | APGN | Mod_No | IEC | 10 | 60
1151276 | 1 | 1 | Low Voltage | Breaker | MCCB | TER | S800-RE | 630 | 800 | 4 |  | 70 | 415 | FD |  |  |  | 50 | 161 |  | LCD window | AP | Mod_No | IEC | 10 | 60
1151277 | 1 | 1 | Low Voltage | Breaker | MCCB | TER | S800-RE | 630 | 800 | 4 |  | 70 | 415 | FD |  |  |  | 50 | 161 |  | LCD window | AN | Mod_No | IEC | 10 | 60
1151278 | 1 | 1 | Low Voltage | Breaker | MCCB | TER | S800-RE | 630 | 800 | 4 |  | 70 | 415 | FD |  |  |  | 50 | 161 |  | LCD window | AGN | Mod_No | IEC | 10 | 60
1151279 | 1 | 1 | Low Voltage | Breaker | MCCB | TER | S800-RE | 630 | 800 | 4 |  | 70 | 415 | FD |  |  |  | 50 | 161 |  | LCD window | A | Mod_No | IEC | 10 | 60
1151448 | 1 | 1 | Low Voltage | Breaker | MCCB | TER | S800-RE | 630 | 800 | 4 |  | 70 | 415 | FD |  |  |  | 50 | 161 |  | LCD backlight | A | Mod_No | IEC | 10 | 60
1151449 | 1 | 1 | Low Voltage | Breaker | MCCB | TER | S800-RE | 630 | 800 | 3 |  | 70 | 415 | FD |  |  |  | 50 | 161 |  | LCD backlight | APGSCWH | Mod_Yes | IEC | 10 | 60
1151470 | 1 | 1 | Low Voltage | Breaker | MCCB | TER | S800-RE | 630 | 800 | 3 |  | 70 | 415 | FD |  |  |  | 50 | 161 |  | LCD backlight | APCWH | Mod_Yes | IEC | 10 | 60
1151280 | 1 | 1 | Low Voltage | Breaker | MCCB | TER | S800-RE | 630 | 800 | 3 |  | 70 | 415 | FD |  |  |  | 50 | 161 |  | LCD window | APG | Mod_No | IEC | 10 | 60
1151281 | 1 | 1 | Low Voltage | Breaker | MCCB | TER | S800-RE | 630 | 800 | 3 |  | 70 | 415 | FD |  |  |  | 50 | 161 |  | LCD window | AP | Mod_No | IEC | 10 | 60
1104442 | 1 | 1 | Low Voltage | Breaker | MCCB | TER | S800-RE | 630 | 800 | 3 |  | 70 | 415 | FD |  |  |  | 50 | 161 |  | LCD window | AG | Mod_No | IEC | 10 | 60
1070727 | 1 | 1 | Low Voltage | Breaker | MCCB | TER | S800-RE | 630 | 800 | 3 |  | 70 | 415 | FD |  |  |  | 50 | 161 |  | LCD window | A | Mod_No | IEC | 10 | 60
1151471 | 1 | 1 | Low Voltage | Breaker | MCCB | TER | S800-RE | 630 | 800 | 3 |  | 70 | 415 | FD |  |  |  | 50 | 161 |  | LCD backlight | AP | Mod_No | IEC | 10 | 60
1151472 | 1 | 1 | Low Voltage | Breaker | MCCB | TER | S800-RE | 630 | 800 | 3 |  | 70 | 415 | FD |  |  |  | 50 | 161 |  | LCD backlight | AG | Mod_No | IEC | 10 | 60
1151473 | 1 | 1 | Low Voltage | Breaker | MCCB | TER | S800-RE | 630 | 800 | 3 |  | 70 | 415 | FD |  |  |  | 50 | 161 |  | LCD backlight | A | Mod_No | IEC | 10 | 60
1151282 | 1 | 1 | Low Voltage | Breaker | MCCB | TER | S800-NJ | 800 | 800 | 4 |  | 50 | 415 | FD |  |  |  | 50 | 115 |  | Dial adjustment | TMD | Mod_No | IEC |  | 60
1090268 | 1 | 1 | Low Voltage | Breaker | MCCB | TER | S800-NJ | 800 | 800 | 3 |  | 50 | 415 | FD |  |  |  | 50 | 115 |  | Dial adjustment | TMD | Mod_No | IEC |  | 60
1151283 | 1 | 1 | Low Voltage | Breaker | MCCB | TER | S800-NJ | 630 | 800 | 4 |  | 50 | 415 | FD |  |  |  | 50 | 115 |  | Dial adjustment | TMD | Mod_No | IEC |  | 60
1151284 | 1 | 1 | Low Voltage | Breaker | MCCB | TER | S800-NJ | 630 | 800 | 3 |  | 50 | 415 | FD |  |  |  | 50 | 115 |  | Dial adjustment | TMD | Mod_No | IEC |  | 60
1151474 | 1 | 1 | Low Voltage | Breaker | MCCB | TER | S800-NE | 800 | 800 | 4 |  | 50 | 415 | FD |  |  |  | 50 | 115 |  | LCD backlight | APGNS | Mod_No | IEC | 10 | 60
1151475 | 1 | 1 | Low Voltage | Breaker | MCCB | TER | S800-NE | 800 | 800 | 3 |  | 50 | 415 | FD |  |  |  | 50 | 115 |  | LCD backlight | APCWH | Mod_Yes | IEC | 10 | 60
1151476 | 1 | 1 | Low Voltage | Breaker | MCCB | TER | S800-NE | 800 | 800 | 3 |  | 50 | 415 | FD |  |  |  | 50 | 115 |  | LCD backlight | APGS | Mod_No | IEC | 10 | 60
1151285 | 1 | 1 | Low Voltage | Breaker | MCCB | TER | S800-NE | 800 | 800 | 4 |  | 50 | 415 | FD |  |  |  | 50 | 115 |  | LCD window | APN | Mod_No | IEC | 10 | 60
1126455 | 1 | 1 | Low Voltage | Breaker | MCCB | TER | S800-NE | 800 | 800 | 4 |  | 50 | 415 | FD |  |  |  | 50 | 115 |  | LCD window | APGN | Mod_No | IEC | 10 | 60
1151286 | 1 | 1 | Low Voltage | Breaker | MCCB | TER | S800-NE | 800 | 800 | 4 |  | 50 | 415 | FD |  |  |  | 50 | 115 |  | LCD window | AP | Mod_No | IEC | 10 | 60
1151287 | 1 | 1 | Low Voltage | Breaker | MCCB | TER | S800-NE | 800 | 800 | 4 |  | 50 | 415 | FD |  |  |  | 50 | 115 |  | LCD window | AN | Mod_No | IEC | 10 | 60
1143496 | 1 | 1 | Low Voltage | Breaker | MCCB | TER | S800-NE | 800 | 800 | 4 |  | 50 | 415 | FD |  |  |  | 50 | 115 |  | LCD window | AGN | Mod_No | IEC | 10 | 60
1049170 | 1 | 1 | Low Voltage | Breaker | MCCB | TER | S800-NE | 800 | 800 | 4 |  | 50 | 415 | FD |  |  |  | 50 | 115 |  | LCD window | A | Mod_No | IEC | 10 | 60
1151477 | 1 | 1 | Low Voltage | Breaker | MCCB | TER | S800-NE | 800 | 800 | 4 |  | 50 | 415 | FD |  |  |  | 50 | 115 |  | LCD backlight | AP | Mod_No | IEC | 10 | 60
1151478 | 1 | 1 | Low Voltage | Breaker | MCCB | TER | S800-NE | 800 | 800 | 4 |  | 50 | 415 | FD |  |  |  | 50 | 115 |  | LCD backlight | AGN | Mod_No | IEC | 10 | 60
1151479 | 1 | 1 | Low Voltage | Breaker | MCCB | TER | S800-NE | 800 | 800 | 4 |  | 50 | 415 | FD |  |  |  | 50 | 115 |  | LCD backlight | A | Mod_No | IEC | 10 | 60
1151288 | 1 | 1 | Low Voltage | Breaker | MCCB | TER | S800-NE | 800 | 800 | 3 |  | 50 | 415 | FD |  |  |  | 50 | 115 |  | LCD window | APG | Mod_No | IEC | 10 | 60
1151289 | 1 | 1 | Low Voltage | Breaker | MCCB | TER | S800-NE | 800 | 800 | 3 |  | 50 | 415 | FD |  |  |  | 50 | 115 |  | LCD window | AP | Mod_No | IEC | 10 | 60
1104441 | 1 | 1 | Low Voltage | Breaker | MCCB | TER | S800-NE | 800 | 800 | 3 |  | 50 | 415 | FD |  |  |  | 50 | 115 |  | LCD window | AG | Mod_No | IEC | 10 | 60
1049159 | 1 | 1 | Low Voltage | Breaker | MCCB | TER | S800-NE | 800 | 800 | 3 |  | 50 | 415 | FD |  |  |  | 50 | 115 |  | LCD window | A | Mod_No | IEC | 10 | 60
1151480 | 1 | 1 | Low Voltage | Breaker | MCCB | TER | S800-NE | 800 | 800 | 3 |  | 50 | 415 | FD |  |  |  | 50 | 115 |  | LCD backlight | AP | Mod_No | IEC | 10 | 60
1151481 | 1 | 1 | Low Voltage | Breaker | MCCB | TER | S800-NE | 800 | 800 | 3 |  | 50 | 415 | FD |  |  |  | 50 | 115 |  | LCD backlight | AG | Mod_No | IEC | 10 | 60
1151482 | 1 | 1 | Low Voltage | Breaker | MCCB | TER | S800-NE | 800 | 800 | 3 |  | 50 | 415 | FD |  |  |  | 50 | 115 |  | LCD backlight | A | Mod_No | IEC | 10 | 60
1151483 | 1 | 1 | Low Voltage | Breaker | MCCB | TER | S800-NE | 800 | 800 | 4 |  | 50 | 415 | FD |  |  |  | 50 | 115 |  | LCD backlight | APGNSCWH | Mod_Yes | IEC | 10 | 60
1151484 | 1 | 1 | Low Voltage | Breaker | MCCB | TER | S800-NE | 800 | 800 | 4 |  | 50 | 415 | FD |  |  |  | 50 | 115 |  | LCD backlight | APCWH | Mod_Yes | IEC | 10 | 60
1151485 | 1 | 1 | Low Voltage | Breaker | MCCB | TER | S800-NE | 800 | 800 | 3 |  | 50 | 415 | FD |  |  |  | 50 | 115 |  | LCD backlight | APGSCWH | Mod_Yes | IEC | 10 | 60
1151486 | 1 | 1 | Low Voltage | Breaker | MCCB | TER | S800-NE | 630 | 800 | 4 |  | 50 | 415 | FD |  |  |  | 50 | 115 |  | LCD backlight | APGNS | Mod_No | IEC | 10 | 60
1151487 | 1 | 1 | Low Voltage | Breaker | MCCB | TER | S800-NE | 630 | 800 | 3 |  | 50 | 415 | FD |  |  |  | 50 | 115 |  | LCD backlight | APCWH | Mod_Yes | IEC | 10 | 60
1151488 | 1 | 1 | Low Voltage | Breaker | MCCB | TER | S800-NE | 630 | 800 | 4 |  | 50 | 415 | FD |  |  |  | 50 | 115 |  | LCD backlight | APGNSCWH | Mod_Yes | IEC | 10 | 60
1151489 | 1 | 1 | Low Voltage | Breaker | MCCB | TER | S800-NE | 630 | 800 | 3 |  | 50 | 415 | FD |  |  |  | 50 | 115 |  | LCD backlight | APGS | Mod_No | IEC | 10 | 60
1151490 | 1 | 1 | Low Voltage | Breaker | MCCB | TER | S800-NE | 630 | 800 | 4 |  | 50 | 415 | FD |  |  |  | 50 | 115 |  | LCD backlight | AGN | Mod_No | IEC | 10 | 60
1151290 | 1 | 1 | Low Voltage | Breaker | MCCB | TER | S800-NE | 630 | 800 | 4 |  | 50 | 415 | FD |  |  |  | 50 | 115 |  | LCD window | APN | Mod_No | IEC | 10 | 60
1151291 | 1 | 1 | Low Voltage | Breaker | MCCB | TER | S800-NE | 630 | 800 | 4 |  | 50 | 415 | FD |  |  |  | 50 | 115 |  | LCD window | APGN | Mod_No | IEC | 10 | 60
1151292 | 1 | 1 | Low Voltage | Breaker | MCCB | TER | S800-NE | 630 | 800 | 4 |  | 50 | 415 | FD |  |  |  | 50 | 115 |  | LCD window | AP | Mod_No | IEC | 10 | 60
1151293 | 1 | 1 | Low Voltage | Breaker | MCCB | TER | S800-NE | 630 | 800 | 4 |  | 50 | 415 | FD |  |  |  | 50 | 115 |  | LCD window | AN | Mod_No | IEC | 10 | 60
1124932 | 1 | 1 | Low Voltage | Breaker | MCCB | TER | S800-NE | 630 | 800 | 4 |  | 50 | 415 | FD |  |  |  | 50 | 115 |  | LCD window | AGN | Mod_No | IEC | 10 | 60
1151294 | 1 | 1 | Low Voltage | Breaker | MCCB | TER | S800-NE | 630 | 800 | 4 |  | 50 | 415 | FD |  |  |  | 50 | 115 |  | LCD window | A | Mod_No | IEC | 10 | 60
1151491 | 1 | 1 | Low Voltage | Breaker | MCCB | TER | S800-NE | 630 | 800 | 4 |  | 50 | 415 | FD |  |  |  | 50 | 115 |  | LCD backlight | AP | Mod_No | IEC | 10 | 60
1151492 | 1 | 1 | Low Voltage | Breaker | MCCB | TER | S800-NE | 630 | 800 | 4 |  | 50 | 415 | FD |  |  |  | 50 | 115 |  | LCD backlight | A | Mod_No | IEC | 10 | 60
1151493 | 1 | 1 | Low Voltage | Breaker | MCCB | TER | S800-NE | 630 | 800 | 4 |  | 50 | 415 | FD |  |  |  | 50 | 115 |  | LCD backlight | A | Mod_No | IEC | 10 | 60
1151494 | 1 | 1 | Low Voltage | Breaker | MCCB | TER | S800-NE | 630 | 800 | 3 |  | 50 | 415 | FD |  |  |  | 50 | 115 |  | LCD backlight | APGSCWH | Mod_Yes | IEC | 10 | 60
1151295 | 1 | 1 | Low Voltage | Breaker | MCCB | TER | S800-NE | 630 | 800 | 3 |  | 50 | 415 | FD |  |  |  | 50 | 115 |  | LCD window | APG | Mod_No | IEC | 10 | 60
1151296 | 1 | 1 | Low Voltage | Breaker | MCCB | TER | S800-NE | 630 | 800 | 3 |  | 50 | 415 | FD |  |  |  | 50 | 115 |  | LCD window | AP | Mod_No | IEC | 10 | 60
1104440 | 1 | 1 | Low Voltage | Breaker | MCCB | TER | S800-NE | 630 | 800 | 3 |  | 50 | 415 | FD |  |  |  | 50 | 115 |  | LCD window | AG | Mod_No | IEC | 10 | 60
1151297 | 1 | 1 | Low Voltage | Breaker | MCCB | TER | S800-NE | 630 | 800 | 3 |  | 50 | 415 | FD |  |  |  | 50 | 115 |  | LCD window | A | Mod_No | IEC | 10 | 60
1151495 | 1 | 1 | Low Voltage | Breaker | MCCB | TER | S800-NE | 630 | 800 | 3 |  | 50 | 415 | FD |  |  |  | 50 | 115 |  | LCD backlight | AP | Mod_No | IEC | 10 | 60
1151496 | 1 | 1 | Low Voltage | Breaker | MCCB | TER | S800-NE | 630 | 800 | 3 |  | 50 | 415 | FD |  |  |  | 50 | 115 |  | LCD backlight | AG | Mod_No | IEC | 10 | 60
1151497 | 1 | 1 | Low Voltage | Breaker | MCCB | TER | S800-NE | 630 | 800 | 3 |  | 50 | 415 | FD |  |  |  | 50 | 115 |  | LCD backlight | A | Mod_No | IEC | 10 | 60
1151298 | 1 | 1 | Low Voltage | Breaker | MCCB | TER | S800-CJ | 800 | 800 | 4 |  | 36 | 415 | FD |  |  |  | 36 | 82.8 |  | Dial adjustment | TMD | Mod_No | IEC |  | 60
1151299 | 1 | 1 | Low Voltage | Breaker | MCCB | TER | S800-CJ | 800 | 800 | 3 |  | 36 | 415 | FD |  |  |  | 36 | 82.8 |  | Dial adjustment | TMD | Mod_No | IEC |  | 60
1151300 | 1 | 1 | Low Voltage | Breaker | MCCB | TER | S800-CJ | 630 | 800 | 4 |  | 36 | 415 | FD |  |  |  | 36 | 82.8 |  | Dial adjustment | TMD | Mod_No | IEC |  | 60
1151301 | 1 | 1 | Low Voltage | Breaker | MCCB | TER | S800-CJ | 630 | 800 | 3 |  | 36 | 415 | FD |  |  |  | 36 | 82.8 |  | Dial adjustment | TMD | Mod_No | IEC |  | 60
1150452 | 1 | 1 | Low Voltage | Breaker | MCCB | TER | S630-GE | 630 | 630 | 4 |  | 70 | 415 | FD |  |  |  | 50 | 161 |  | LCD window | APCWH | Mod_Yes | IEC |  | 60
1151302 | 1 | 1 | Low Voltage | Breaker | MCCB | TER | S630-GE | 630 | 630 | 3 |  | 70 | 415 | FD |  |  |  | 50 | 161 |  | LCD backlight | APGS | Mod_No | IEC |  | 60
1151303 | 1 | 1 | Low Voltage | Breaker | MCCB | TER | S630-GE | 630 | 630 | 3 |  | 70 | 415 | FD |  |  |  | 50 | 161 |  | LCD backlight | APGSCWH | Mod_Yes | IEC |  | 60
1150440 | 1 | 1 | Low Voltage | Breaker | MCCB | TER | S630-GE | 630 | 630 | 3 |  | 70 | 415 | FD |  |  |  | 50 | 161 |  | LCD backlight | APCWH | Mod_Yes | IEC |  | 60
1151304 | 1 | 1 | Low Voltage | Breaker | MCCB | TER | S630-GE | 630 | 630 | 4 |  | 70 | 415 | FD |  |  |  | 50 | 161 |  | LCD window | APN | Mod_No | IEC |  | 60
1151305 | 1 | 1 | Low Voltage | Breaker | MCCB | TER | S630-GE | 630 | 630 | 4 |  | 70 | 415 | FD |  |  |  | 50 | 161 |  | LCD window | APGN | Mod_No | IEC |  | 60
1151306 | 1 | 1 | Low Voltage | Breaker | MCCB | TER | S630-GE | 630 | 630 | 4 |  | 70 | 415 | FD |  |  |  | 50 | 161 |  | LCD window | AP | Mod_No | IEC |  | 60
1151307 | 1 | 1 | Low Voltage | Breaker | MCCB | TER | S630-GE | 630 | 630 | 4 |  | 70 | 415 | FD |  |  |  | 50 | 161 |  | LCD window | AN | Mod_No | IEC |  | 60
1151308 | 1 | 1 | Low Voltage | Breaker | MCCB | TER | S630-GE | 630 | 630 | 4 |  | 70 | 415 | FD |  |  |  | 50 | 161 |  | LCD window | AGN | Mod_No | IEC |  | 60
1058603 | 1 | 1 | Low Voltage | Breaker | MCCB | TER | S630-GE | 630 | 630 | 4 |  | 70 | 415 | FD |  |  |  | 50 | 161 |  | LCD window | A | Mod_No | IEC |  | 60
1151309 | 1 | 1 | Low Voltage | Breaker | MCCB | TER | S630-GE | 630 | 630 | 4 |  | 70 | 415 | FD |  |  |  | 50 | 161 |  | LCD backlight | A | Mod_No | IEC |  | 60
1151310 | 1 | 1 | Low Voltage | Breaker | MCCB | TER | S630-GE | 630 | 630 | 3 |  | 70 | 415 | FD |  |  |  | 50 | 161 |  | LCD window | APG | Mod_No | IEC |  | 60
1151311 | 1 | 1 | Low Voltage | Breaker | MCCB | TER | S630-GE | 630 | 630 | 3 |  | 70 | 415 | FD |  |  |  | 50 | 161 |  | LCD window | AP | Mod_No | IEC |  | 60
1090267 | 1 | 1 | Low Voltage | Breaker | MCCB | TER | S630-GE | 630 | 630 | 3 |  | 70 | 415 | FD |  |  |  | 50 | 161 |  | LCD window | AG | Mod_No | IEC |  | 60
1058602 | 1 | 1 | Low Voltage | Breaker | MCCB | TER | S630-GE | 630 | 630 | 3 |  | 70 | 415 | FD |  |  |  | 50 | 161 |  | LCD window | A | Mod_No | IEC |  | 60
1151312 | 1 | 1 | Low Voltage | Breaker | MCCB | TER | S630-GE | 630 | 630 | 3 |  | 70 | 415 | FD |  |  |  | 50 | 161 |  | LCD backlight | AG | Mod_No | IEC |  | 60
1151313 | 1 | 1 | Low Voltage | Breaker | MCCB | TER | S630-GE | 630 | 630 | 3 |  | 70 | 415 | FD |  |  |  | 50 | 161 |  | LCD backlight | A | Mod_No | IEC |  | 60
1151314 | 1 | 1 | Low Voltage | Breaker | MCCB | TER | S630-GE | 630 | 630 | 4 |  | 70 | 415 | FD |  |  |  | 50 | 161 |  | LCD backlight | APGNSCWH | Mod_Yes | IEC |  | 60
1151315 | 1 | 1 | Low Voltage | Breaker | MCCB | TER | S630-GE | 630 | 630 | 4 |  | 70 | 415 | FD |  |  |  | 50 | 161 |  | LCD backlight | APGNS | Mod_No | IEC |  | 60
1151316 | 1 | 1 | Low Voltage | Breaker | MCCB | TER | S630-GE | 630 | 630 | 4 |  | 70 | 415 | FD |  |  |  | 50 | 161 |  | LCD backlight | AGN | Mod_No | IEC |  | 60
1151317 | 1 | 1 | Low Voltage | Breaker | MCCB | TER | S630-CE | 630 | 630 | 3 |  | 50 | 415 | FD |  |  |  | 50 | 115 |  | LCD backlight | APGS | Mod_No | IEC |  | 60
1151318 | 1 | 1 | Low Voltage | Breaker | MCCB | TER | S630-CE | 630 | 630 | 4 |  | 50 | 415 | FD |  |  |  | 50 | 115 |  | LCD backlight | AGN | Mod_No | IEC |  | 60
1151319 | 1 | 1 | Low Voltage | Breaker | MCCB | TER | S630-CE | 630 | 630 | 4 |  | 50 | 415 | FD |  |  |  | 50 | 115 |  | LCD window | APN | Mod_No | IEC |  | 60
1127041 | 1 | 1 | Low Voltage | Breaker | MCCB | TER | S630-CE | 630 | 630 | 4 |  | 50 | 415 | FD |  |  |  | 50 | 115 |  | LCD window | APGN | Mod_No | IEC |  | 60
1151320 | 1 | 1 | Low Voltage | Breaker | MCCB | TER | S630-CE | 630 | 630 | 4 |  | 50 | 415 | FD |  |  |  | 50 | 115 |  | LCD window | AP | Mod_No | IEC |  | 60
1151321 | 1 | 1 | Low Voltage | Breaker | MCCB | TER | S630-CE | 630 | 630 | 4 |  | 50 | 415 | FD |  |  |  | 50 | 115 |  | LCD window | AN | Mod_No | IEC |  | 60
1124933 | 1 | 1 | Low Voltage | Breaker | MCCB | TER | S630-CE | 630 | 630 | 4 |  | 50 | 415 | FD |  |  |  | 50 | 115 |  | LCD window | AGN | Mod_No | IEC |  | 60
1049169 | 1 | 1 | Low Voltage | Breaker | MCCB | TER | S630-CE | 630 | 630 | 4 |  | 50 | 415 | FD |  |  |  | 50 | 115 |  | LCD window | A | Mod_No | IEC |  | 60
1151322 | 1 | 1 | Low Voltage | Breaker | MCCB | TER | S630-CE | 630 | 630 | 4 |  | 50 | 415 | FD |  |  |  | 50 | 115 |  | LCD backlight | A | Mod_No | IEC |  | 60
1151323 | 1 | 1 | Low Voltage | Breaker | MCCB | TER | S630-CE | 630 | 630 | 3 |  | 50 | 415 | FD |  |  |  | 50 | 115 |  | LCD window | APG | Mod_No | IEC |  | 60
1151324 | 1 | 1 | Low Voltage | Breaker | MCCB | TER | S630-CE | 630 | 630 | 3 |  | 50 | 415 | FD |  |  |  | 50 | 115 |  | LCD window | AP | Mod_No | IEC |  | 60
1090266 | 1 | 1 | Low Voltage | Breaker | MCCB | TER | S630-CE | 630 | 630 | 3 |  | 50 | 415 | FD |  |  |  | 50 | 115 |  | LCD window | AG | Mod_No | IEC |  | 60
1049158 | 1 | 1 | Low Voltage | Breaker | MCCB | TER | S630-CE | 630 | 630 | 3 |  | 50 | 415 | FD |  |  |  | 50 | 115 |  | LCD window | A | Mod_No | IEC |  | 60
1150442 | 1 | 1 | Low Voltage | Breaker | MCCB | TER | S630-CE | 630 | 630 | 3 |  | 50 | 415 | FD |  |  |  | 50 | 115 |  | LCD backlight | APCWH | Mod_Yes | IEC |  | 60
1151654 | 1 | 1 | Low Voltage | Breaker | MCCB | TER | S630-CE | 630 | 630 | 3 |  | 50 | 415 | FD |  |  |  | 50 | 115 |  | LCD backlight | AG | Mod_No | IEC |  | 60
1151655 | 1 | 1 | Low Voltage | Breaker | MCCB | TER | S630-CE | 630 | 630 | 3 |  | 50 | 415 | FD |  |  |  | 50 | 115 |  | LCD backlight | A | Mod_No | IEC |  | 60
1151656 | 1 | 1 | Low Voltage | Breaker | MCCB | TER | S630-CE | 630 | 630 | 4 |  | 50 | 415 | FD |  |  |  | 50 | 115 |  | LCD backlight | APGNSCWH | Mod_Yes | IEC |  | 60
1151657 | 1 | 1 | Low Voltage | Breaker | MCCB | TER | S630-CE | 630 | 630 | 4 |  | 50 | 415 | FD |  |  |  | 50 | 115 |  | LCD backlight | APGNS | Mod_No | IEC |  | 60
1151658 | 1 | 1 | Low Voltage | Breaker | MCCB | TER | S630-CE | 630 | 630 | 3 |  | 50 | 415 | FD |  |  |  | 50 | 115 |  | LCD backlight | APGSCWH | Mod_Yes | IEC |  | 60
1143493 | 1 | 1 | Low Voltage | Breaker | MCCB | TER | S400-PJ | 400 | 400 | 4 |  | 85 | 415 | FD |  |  |  | 85 | 195.5 |  | Dial adjustment | TMD | Mod_No | IEC |  | 60
1151659 | 1 | 1 | Low Voltage | Breaker | MCCB | TER | S400-PJ | 400 | 400 | 3 |  | 85 | 415 | FD |  |  |  | 85 | 195.5 |  | Dial adjustment | TMD | Mod_No | IEC |  | 60
1151660 | 1 | 1 | Low Voltage | Breaker | MCCB | TER | S400-PJ | 250 | 400 | 4 |  | 85 | 415 | FD |  |  |  | 85 | 195.5 |  | Dial adjustment | TMD | Mod_No | IEC |  | 60
1151661 | 1 | 1 | Low Voltage | Breaker | MCCB | TER | S400-PJ | 250 | 400 | 3 |  | 85 | 415 | FD |  |  |  | 85 | 195.5 |  | Dial adjustment | TMD | Mod_No | IEC |  | 60
BO3494 | 1 | 1 | Low Voltage | Breaker | MCCB | TER | S400-NJ | 400 | 400 | 4 |  | 50 | 415 | FD |  |  |  | 50 | 115 |  | Dial adjustment | TMD | Mod_No | IEC |  | 60
1151662 | 1 | 1 | Low Voltage | Breaker | MCCB | TER | S400-NJ | 400 | 400 | 4 |  | 50 | 415 | FD |  |  |  | 50 | 115 |  | Fixed | MA | Mod_No | IEC |  | 60
1064642-J | 1 | 1 | Low Voltage | Breaker | MCCB | TER | S400-NJ | 400 | 400 | 3 |  | 50 | 415 | FD |  |  |  | 50 | 115 |  | Dial adjustment | TMD | Mod_No | IEC |  | 60
1108429 | 1 | 1 | Low Voltage | Breaker | MCCB | TER | S400-NJ | 400 | 400 | 3 |  | 50 | 415 | FD |  |  |  | 50 | 115 |  | Fixed | MA | Mod_No | IEC |  | 60
1151663 | 1 | 1 | Low Voltage | Breaker | MCCB | TER | S400-NJ | 250 | 400 | 4 |  | 50 | 415 | FD |  |  |  | 50 | 115 |  | Dial adjustment | TMD | Mod_No | IEC |  | 60
1151664 | 1 | 1 | Low Voltage | Breaker | MCCB | TER | S400-NJ | 250 | 400 | 4 |  | 50 | 415 | FD |  |  |  | 50 | 115 |  | Fixed | MA | Mod_No | IEC |  | 60
1090255 | 1 | 1 | Low Voltage | Breaker | MCCB | TER | S400-NJ | 250 | 400 | 3 |  | 50 | 415 | FD |  |  |  | 50 | 115 |  | Dial adjustment | TMD | Mod_No | IEC |  | 60
1151665 | 1 | 1 | Low Voltage | Breaker | MCCB | TER | S400-NJ | 250 | 400 | 3 |  | 50 | 415 | FD |  |  |  | 50 | 115 |  | Fixed | MA | Mod_No | IEC |  | 60
1151666 | 1 | 1 | Low Voltage | Breaker | MCCB | TER | S400-NE | 400 | 400 | 3 |  | 50 | 415 | FD |  |  |  | 50 | 115 |  | LCD backlight | APGS | Mod_No | IEC | 5 | 60
1150443 | 1 | 1 | Low Voltage | Breaker | MCCB | TER | S400-NE | 400 | 400 | 3 |  | 50 | 415 | FD |  |  |  | 50 | 115 |  | LCD backlight | APCWH | Mod_Yes | IEC | 5 | 60
1151667 | 1 | 1 | Low Voltage | Breaker | MCCB | TER | S400-NE | 400 | 400 | 4 |  | 50 | 415 | FD |  |  |  | 50 | 115 |  | LCD backlight | AGN | Mod_No | IEC | 5 | 60
1151668 | 1 | 1 | Low Voltage | Breaker | MCCB | TER | S400-NE | 400 | 400 | 4 |  | 50 | 415 | FD |  |  |  | 50 | 115 |  | LCD window | APN | Mod_No | IEC | 5 | 60
1151669 | 1 | 1 | Low Voltage | Breaker | MCCB | TER | S400-NE | 400 | 400 | 4 |  | 50 | 415 | FD |  |  |  | 50 | 115 |  | LCD window | APGN | Mod_No | IEC | 5 | 60
1151670 | 1 | 1 | Low Voltage | Breaker | MCCB | TER | S400-NE | 400 | 400 | 4 |  | 50 | 415 | FD |  |  |  | 50 | 115 |  | LCD window | AP | Mod_No | IEC | 5 | 60
1151671 | 1 | 1 | Low Voltage | Breaker | MCCB | TER | S400-NE | 400 | 400 | 4 |  | 50 | 415 | FD |  |  |  | 50 | 115 |  | LCD window | AN | Mod_No | IEC | 5 | 60
1124934 | 1 | 1 | Low Voltage | Breaker | MCCB | TER | S400-NE | 400 | 400 | 4 |  | 50 | 415 | FD |  |  |  | 50 | 115 |  | LCD window | AGN | Mod_No | IEC | 5 | 60
1151672 | 1 | 1 | Low Voltage | Breaker | MCCB | TER | S400-NE | 400 | 400 | 4 |  | 50 | 415 | FD |  |  |  | 50 | 115 |  | LCD backlight | A | Mod_No | IEC | 5 | 60
1123816 | 1 | 1 | Low Voltage | Breaker | MCCB | TER | S400-NE | 400 | 400 | 4 |  | 50 | 415 | FD |  |  |  | 50 | 115 |  | LCD window | A | Mod_No | IEC | 5 | 60
1151673 | 1 | 1 | Low Voltage | Breaker | MCCB | TER | S400-NE | 400 | 400 | 3 |  | 50 | 415 | FD |  |  |  | 50 | 115 |  | LCD window | APG | Mod_No | IEC | 5 | 60
1151674 | 1 | 1 | Low Voltage | Breaker | MCCB | TER | S400-NE | 400 | 400 | 3 |  | 50 | 415 | FD |  |  |  | 50 | 115 |  | LCD window | AP | Mod_No | IEC | 5 | 60
1151675 | 1 | 1 | Low Voltage | Breaker | MCCB | TER | S400-NE | 400 | 400 | 3 |  | 50 | 415 | FD |  |  |  | 50 | 115 |  | LCD backlight | AG | Mod_No | IEC | 5 | 60
1090256 | 1 | 1 | Low Voltage | Breaker | MCCB | TER | S400-NE | 400 | 400 | 3 |  | 50 | 415 | FD |  |  |  | 50 | 115 |  | LCD window | AG | Mod_No | IEC | 5 | 60
1151676 | 1 | 1 | Low Voltage | Breaker | MCCB | TER | S400-NE | 400 | 400 | 3 |  | 50 | 415 | FD |  |  |  | 50 | 115 |  | LCD backlight | A | Mod_No | IEC | 5 | 60
1065177 | 1 | 1 | Low Voltage | Breaker | MCCB | TER | S400-NE | 400 | 400 | 3 |  | 50 | 415 | FD |  |  |  | 50 | 115 |  | LCD window | A | Mod_No | IEC | 5 | 60
1151677 | 1 | 1 | Low Voltage | Breaker | MCCB | TER | S400-NE | 400 | 400 | 3 |  | 50 | 415 | FD |  |  |  | 50 | 115 |  | LCD backlight | APGSCWH | Mod_Yes | IEC | 5 | 60
1151678 | 1 | 1 | Low Voltage | Breaker | MCCB | TER | S400-NE | 400 | 400 | 4 |  | 50 | 415 | FD |  |  |  | 50 | 115 |  | LCD backlight | APGNSCWH | Mod_Yes | IEC | 5 | 60
1151679 | 1 | 1 | Low Voltage | Breaker | MCCB | TER | S400-NE | 400 | 400 | 4 |  | 50 | 415 | FD |  |  |  | 50 | 115 |  | LCD backlight | APGNS | Mod_No | IEC | 5 | 60
1151680 | 1 | 1 | Low Voltage | Breaker | MCCB | TER | S400-NE | 250 | 400 | 4 |  | 50 | 415 | FD |  |  |  | 50 | 115 |  | LCD backlight | APGNS | Mod_No | IEC | 5 | 60
1151681 | 1 | 1 | Low Voltage | Breaker | MCCB | TER | S400-NE | 250 | 400 | 3 |  | 50 | 415 | FD |  |  |  | 50 | 115 |  | LCD backlight | APGS | Mod_No | IEC | 5 | 60
1151682 | 1 | 1 | Low Voltage | Breaker | MCCB | TER | S400-NE | 250 | 400 | 4 |  | 50 | 415 | FD |  |  |  | 50 | 115 |  | LCD backlight | AGN | Mod_No | IEC | 5 | 60
1151683 | 1 | 1 | Low Voltage | Breaker | MCCB | TER | S400-NE | 250 | 400 | 3 |  | 50 | 415 | FD |  |  |  | 50 | 115 |  | LCD backlight | APGSCWH | Mod_Yes | IEC | 5 | 60
1151684 | 1 | 1 | Low Voltage | Breaker | MCCB | TER | S400-NE | 250 | 400 | 4 |  | 50 | 415 | FD |  |  |  | 50 | 115 |  | LCD window | APN | Mod_No | IEC | 5 | 60
1151685 | 1 | 1 | Low Voltage | Breaker | MCCB | TER | S400-NE | 250 | 400 | 4 |  | 50 | 415 | FD |  |  |  | 50 | 115 |  | LCD window | AP | Mod_No | IEC | 5 | 60
1151686 | 1 | 1 | Low Voltage | Breaker | MCCB | TER | S400-NE | 250 | 400 | 4 |  | 50 | 415 | FD |  |  |  | 50 | 115 |  | LCD window | AN | Mod_No | IEC | 5 | 60
1151687 | 1 | 1 | Low Voltage | Breaker | MCCB | TER | S400-NE | 250 | 400 | 4 |  | 50 | 415 | FD |  |  |  | 50 | 115 |  | LCD backlight | A | Mod_No | IEC | 5 | 60
1151688 | 1 | 1 | Low Voltage | Breaker | MCCB | TER | S400-NE | 250 | 400 | 4 |  | 50 | 415 | FD |  |  |  | 50 | 115 |  | LCD window | A | Mod_No | IEC | 5 | 60
1070720 | 1 | 1 | Low Voltage | Breaker | MCCB | TER | S400-NE | 250 | 400 | 3 |  | 50 | 415 | FD |  |  |  | 50 | 115 |  | LCD window | AP | Mod_No | IEC | 5 | 60
1151689 | 1 | 1 | Low Voltage | Breaker | MCCB | TER | S400-NE | 250 | 400 | 3 |  | 50 | 415 | FD |  |  |  | 50 | 115 |  | LCD backlight | AG | Mod_No | IEC | 5 | 60
1151690 | 1 | 1 | Low Voltage | Breaker | MCCB | TER | S400-NE | 250 | 400 | 3 |  | 50 | 415 | FD |  |  |  | 50 | 115 |  | LCD backlight | A | Mod_No | IEC | 5 | 60
1104326 | 1 | 1 | Low Voltage | Breaker | MCCB | TER | S400-NE | 250 | 400 | 3 |  | 50 | 415 | FD |  |  |  | 50 | 115 |  | LCD window | A | Mod_No | IEC | 5 | 60
1151691 | 1 | 1 | Low Voltage | Breaker | MCCB | TER | S400-NE | 250 | 400 | 4 |  | 50 | 415 | FD |  |  |  | 50 | 115 |  | LCD backlight | APGNSCWH | Mod_Yes | IEC | 5 | 60
1049168 | 1 | 1 | Low Voltage | Breaker | MCCB | TER | S400-GJ | 400 | 400 | 4 |  | 65 | 415 | FD |  |  |  | 50 | 149.5 |  | Dial adjustment | TMD | Mod_No | IEC |  | 60
1151692 | 1 | 1 | Low Voltage | Breaker | MCCB | TER | S400-GJ | 400 | 400 | 4 |  | 65 | 415 | FD |  |  |  | 50 | 149.5 |  | Fixed | MA | Mod_No | IEC |  | 60
1049157 | 1 | 1 | Low Voltage | Breaker | MCCB | TER | S400-GJ | 400 | 400 | 3 |  | 65 | 415 | FD |  |  |  | 50 | 149.5 |  | Dial adjustment | TMD | Mod_No | IEC |  | 60
1108440 | 1 | 1 | Low Voltage | Breaker | MCCB | TER | S400-GJ | 400 | 400 | 3 |  | 65 | 415 | FD |  |  |  | 50 | 149.5 |  | Fixed | MA | Mod_No | IEC |  | 60
1151693 | 1 | 1 | Low Voltage | Breaker | MCCB | TER | S400-GJ | 250 | 400 | 4 |  | 65 | 415 | FD |  |  |  | 50 | 149.5 |  | Dial adjustment | TMD | Mod_No | IEC |  | 60
1151694 | 1 | 1 | Low Voltage | Breaker | MCCB | TER | S400-GJ | 250 | 400 | 4 |  | 65 | 415 | FD |  |  |  | 50 | 149.5 |  | Fixed | MA | Mod_No | IEC |  | 60
1060831 | 1 | 1 | Low Voltage | Breaker | MCCB | TER | S400-GJ | 250 | 400 | 3 |  | 65 | 415 | FD |  |  |  | 50 | 149.5 |  | Dial adjustment | TMD | Mod_No | IEC |  | 60
1151695 | 1 | 1 | Low Voltage | Breaker | MCCB | TER | S400-GJ | 250 | 400 | 3 |  | 65 | 415 | FD |  |  |  | 50 | 149.5 |  | Fixed | MA | Mod_No | IEC |  | 60
1150453 | 1 | 1 | Low Voltage | Breaker | MCCB | TER | S400-GE | 400 | 400 | 4 |  | 70 | 415 | FD |  |  |  | 50 | 161 |  | LCD backlight | APCWH | Mod_Yes | IEC | 5 | 60
1151696 | 1 | 1 | Low Voltage | Breaker | MCCB | TER | S400-GE | 400 | 400 | 4 |  | 70 | 415 | FD |  |  |  | 50 | 161 |  | LCD backlight | AGN | Mod_No | IEC | 5 | 60
1151697 | 1 | 1 | Low Voltage | Breaker | MCCB | TER | S400-GE | 400 | 400 | 4 |  | 70 | 415 | FD |  |  |  | 50 | 161 |  | LCD backlight | A | Mod_No | IEC | 5 | 60
1151698 | 1 | 1 | Low Voltage | Breaker | MCCB | TER | S400-GE | 400 | 400 | 4 |  | 70 | 415 | FD |  |  |  | 50 | 161 |  | LCD window | APN | Mod_No | IEC | 5 | 60
1151699 | 1 | 1 | Low Voltage | Breaker | MCCB | TER | S400-GE | 400 | 400 | 4 |  | 70 | 415 | FD |  |  |  | 50 | 161 |  | LCD window | APN | Mod_No | IEC | 5 | 60
1151700 | 1 | 1 | Low Voltage | Breaker | MCCB | TER | S400-GE | 400 | 400 | 4 |  | 70 | 415 | FD |  |  |  | 50 | 161 |  | LCD window | APGN | Mod_No | IEC | 5 | 60
1151701 | 1 | 1 | Low Voltage | Breaker | MCCB | TER | S400-GE | 400 | 400 | 4 |  | 70 | 415 | FD |  |  |  | 50 | 161 |  | LCD window | AP | Mod_No | IEC | 5 | 60
1151815 | 1 | 1 | Low Voltage | Breaker | MCCB | TER | S400-GE | 400 | 400 | 4 |  | 70 | 415 | FD |  |  |  | 50 | 161 |  | LCD window | A | Mod_No | IEC | 5 | 60
1143494 | 1 | 1 | Low Voltage | Breaker | MCCB | TER | S400-GE | 400 | 400 | 4 |  | 70 | 415 | FD |  |  |  | 50 | 161 |  | LCD window | AGN | Mod_No | IEC | 5 | 60
1124723 | 1 | 1 | Low Voltage | Breaker | MCCB | TER | S400-GE | 400 | 400 | 4 |  | 70 | 415 | FD |  |  |  | 50 | 161 |  | LCD window | A | Mod_No | IEC | 5 | 60
1151816 | 1 | 1 | Low Voltage | Breaker | MCCB | TER | S400-GE | 400 | 400 | 3 |  | 70 | 415 | FD |  |  |  | 50 | 161 |  | LCD backlight | AG | Mod_No | IEC | 5 | 60
1151817 | 1 | 1 | Low Voltage | Breaker | MCCB | TER | S400-GE | 400 | 400 | 3 |  | 70 | 415 | FD |  |  |  | 50 | 161 |  | LCD backlight | A | Mod_No | IEC | 5 | 60
1151818 | 1 | 1 | Low Voltage | Breaker | MCCB | TER | S400-GE | 400 | 400 | 3 |  | 70 | 415 | FD |  |  |  | 50 | 161 |  | LCD window | APG | Mod_No | IEC | 5 | 60
1151819 | 1 | 1 | Low Voltage | Breaker | MCCB | TER | S400-GE | 400 | 400 | 3 |  | 70 | 415 | FD |  |  |  | 50 | 161 |  | LCD window | AP | Mod_No | IEC | 5 | 60
1090259 | 1 | 1 | Low Voltage | Breaker | MCCB | TER | S400-GE | 400 | 400 | 3 |  | 70 | 415 | FD |  |  |  | 50 | 161 |  | LCD window | AG | Mod_No | IEC | 5 | 60
1089119 | 1 | 1 | Low Voltage | Breaker | MCCB | TER | S400-GE | 400 | 400 | 3 |  | 70 | 415 | FD |  |  |  | 50 | 161 |  | LCD window | A | Mod_No | IEC | 5 | 60
1129823 | 1 | 1 | Low Voltage | Breaker | MCCB | TER | S400-GE | 400 | 400 | 4 |  | 70 | 415 | FD |  |  |  | 50 | 161 |  | LCD backlight | APGNSCWH | Mod_Yes | IEC | 5 | 60
1151820 | 1 | 1 | Low Voltage | Breaker | MCCB | TER | S400-GE | 400 | 400 | 4 |  | 70 | 415 | FD |  |  |  | 50 | 161 |  | LCD backlight | APGNS | Mod_No | IEC | 5 | 60
1151821 | 1 | 1 | Low Voltage | Breaker | MCCB | TER | S400-GE | 160 | 400 | 3 |  | 70 | 415 | FD |  |  |  | 50 | 161 |  | LCD backlight | APGNSCWH | Mod_Yes | IEC | 5 | 60
1151822 | 1 | 1 | Low Voltage | Breaker | MCCB | TER | S400-GE | 400 | 400 | 3 |  | 70 | 415 | FD |  |  |  | 50 | 161 |  | LCD backlight | APGS | Mod_No | IEC | 5 | 60
1150441 | 1 | 1 | Low Voltage | Breaker | MCCB | TER | S400-GE | 400 | 400 | 3 |  | 70 | 415 | FD |  |  |  | 50 | 161 |  | LCD backlight | APCWH | Mod_Yes | IEC | 5 | 60
1151823 | 1 | 1 | Low Voltage | Breaker | MCCB | TER | S400-GE | 250 | 400 | 4 |  | 70 | 415 | FD |  |  |  | 50 | 161 |  | LCD backlight | APGNS | Mod_No | IEC | 5 | 60
1151824 | 1 | 1 | Low Voltage | Breaker | MCCB | TER | S400-GE | 250 | 400 | 3 |  | 70 | 415 | FD |  |  |  | 50 | 161 |  | LCD backlight | APGS | Mod_No | IEC | 5 | 60
1151825 | 1 | 1 | Low Voltage | Breaker | MCCB | TER | S400-GE | 250 | 400 | 4 |  | 70 | 415 | FD |  |  |  | 50 | 161 |  | LCD backlight | AGN | Mod_No | IEC | 5 | 60
1151826 | 1 | 1 | Low Voltage | Breaker | MCCB | TER | S400-GE | 250 | 400 | 3 |  | 70 | 415 | FD |  |  |  | 50 | 161 |  | LCD backlight | APGSCWH | Mod_Yes | IEC | 5 | 60
1151827 | 1 | 1 | Low Voltage | Breaker | MCCB | TER | S400-GE | 250 | 400 | 4 |  | 70 | 415 | FD |  |  |  | 50 | 161 |  | LCD backlight | A | Mod_No | IEC | 5 | 60
1151828 | 1 | 1 | Low Voltage | Breaker | MCCB | TER | S400-GE | 250 | 400 | 4 |  | 70 | 415 | FD |  |  |  | 50 | 161 |  | LCD window | AP | Mod_No | IEC | 5 | 60
1151829 | 1 | 1 | Low Voltage | Breaker | MCCB | TER | S400-GE | 250 | 400 | 4 |  | 70 | 415 | FD |  |  |  | 50 | 161 |  | LCD window | AN | Mod_No | IEC | 5 | 60
1124722 | 1 | 1 | Low Voltage | Breaker | MCCB | TER | S400-GE | 250 | 400 | 4 |  | 70 | 415 | FD |  |  |  | 50 | 161 |  | LCD window | A | Mod_No | IEC | 5 | 60
1151830 | 1 | 1 | Low Voltage | Breaker | MCCB | TER | S400-GE | 250 | 400 | 3 |  | 70 | 415 | FD |  |  |  | 50 | 161 |  | LCD backlight | AG | Mod_No | IEC | 5 | 60
1151831 | 1 | 1 | Low Voltage | Breaker | MCCB | TER | S400-GE | 250 | 400 | 3 |  | 70 | 415 | FD |  |  |  | 50 | 161 |  | LCD backlight | A | Mod_No | IEC | 5 | 60
1151832 | 1 | 1 | Low Voltage | Breaker | MCCB | TER | S400-GE | 250 | 400 | 3 |  | 70 | 415 | FD |  |  |  | 50 | 161 |  | LCD window | AP | Mod_No | IEC | 5 | 60
1090258 | 1 | 1 | Low Voltage | Breaker | MCCB | TER | S400-GE | 250 | 400 | 3 |  | 70 | 415 | FD |  |  |  | 50 | 161 |  | LCD window | A | Mod_No | IEC | 5 | 60
1151833 | 1 | 1 | Low Voltage | Breaker | MCCB | TER | S400-GE | 250 | 400 | 4 |  | 70 | 415 | FD |  |  |  | 50 | 161 |  | LCD backlight | APGNSCWH | Mod_Yes | IEC | 5 | 60
1090254 | 1 | 1 | Low Voltage | Breaker | MCCB | TER | S400-CJ | 400 | 400 | 4 |  | 36 | 415 | FD |  |  |  | 36 | 82.8 |  | Dial adjustment | TMD | Mod_No | IEC |  | 60
1101459-J | 1 | 1 | Low Voltage | Breaker | MCCB | TER | S400-CJ | 400 | 400 | 3 |  | 36 | 415 | FD |  |  |  | 36 | 82.8 |  | Dial adjustment | TMD | Mod_No | IEC |  | 60
1151834 | 1 | 1 | Low Voltage | Breaker | MCCB | TER | S400-CJ | 250 | 400 | 4 |  | 36 | 415 | FD |  |  |  | 36 | 82.8 |  | Dial adjustment | TMD | Mod_No | IEC |  | 60
1090253 | 1 | 1 | Low Voltage | Breaker | MCCB | TER | S400-CJ | 250 | 400 | 3 |  | 36 | 415 | FD |  |  |  | 36 | 82.8 |  | Dial adjustment | TMD | Mod_No | IEC |  | 60
1151835 | 1 | 1 | Low Voltage | Breaker | MCCB | TER | S250-SJ | 63 | 250 | 4 |  | 40 | 415 | FD |  |  |  | 20 | 92 |  | Dial adjustment | TMD | Mod_No | IEC |  | 60
1151836 | 1 | 1 | Low Voltage | Breaker | MCCB | TER | S250-SJ | 63 | 250 | 3 |  | 40 | 415 | FD |  |  |  | 20 | 92 |  | Dial adjustment | TMD | Mod_No | IEC |  | 60
1151837 | 1 | 1 | Low Voltage | Breaker | MCCB | TER | S250-SJ | 50 | 250 | 4 |  | 40 | 415 | FD |  |  |  | 20 | 92 |  | Dial adjustment | TMD | Mod_No | IEC |  | 60
1153400 | 1 | 1 | Low Voltage | Breaker | MCCB | TER | S250-SJ | 50 | 250 | 3 |  | 40 | 415 | FD |  |  |  | 20 | 92 |  | Dial adjustment | TMD | Mod_No | IEC |  | 60
1151838 | 1 | 1 | Low Voltage | Breaker | MCCB | TER | S250-SJ | 250 | 250 | 4 |  | 40 | 415 | FD |  |  |  | 20 | 92 |  | Dial adjustment | TMD | Mod_No | IEC |  | 60
1098064 | 1 | 1 | Low Voltage | Breaker | MCCB | TER | S250-SJ | 250 | 250 | 3 |  | 40 | 415 | FD |  |  |  | 20 | 92 |  | Dial adjustment | TMD | Mod_No | IEC |  | 60
1151839 | 1 | 1 | Low Voltage | Breaker | MCCB | TER | S250-SJ | 200 | 250 | 4 |  | 40 | 415 | FD |  |  |  | 20 | 92 |  | Dial adjustment | TMD | Mod_No | IEC |  | 60
1090238 | 1 | 1 | Low Voltage | Breaker | MCCB | TER | S250-SJ | 200 | 250 | 3 |  | 40 | 415 | FD |  |  |  | 20 | 92 |  | Dial adjustment | TMD | Mod_No | IEC |  | 60
BO3470 | 1 | 1 | Low Voltage | Breaker | MCCB | TER | S250-SJ | 160 | 250 | 4 |  | 40 | 415 | FD |  |  |  | 20 | 92 |  | Dial adjustment | TMD | Mod_No | IEC |  | 60
1098065 | 1 | 1 | Low Voltage | Breaker | MCCB | TER | S250-SJ | 160 | 250 | 3 |  | 40 | 415 | FD |  |  |  | 20 | 92 |  | Dial adjustment | TMD | Mod_No | IEC |  | 60
1151840 | 1 | 1 | Low Voltage | Breaker | MCCB | TER | S250-SF | 63 | 250 | 4 |  | 40 | 415 | FD |  |  |  | 20 | 92 |  | Fixed | TMF | Mod_No | IEC |  | 60
1151841 | 1 | 1 | Low Voltage | Breaker | MCCB | TER | S250-SF | 63 | 250 | 3 |  | 40 | 415 | FD |  |  |  | 20 | 92 |  | Fixed | TMF | Mod_No | IEC |  | 60
1151842 | 1 | 1 | Low Voltage | Breaker | MCCB | TER | S250-SF | 50 | 250 | 4 |  | 40 | 415 | FD |  |  |  | 20 | 92 |  | Fixed | TMF | Mod_No | IEC |  | 60
1151843 | 1 | 1 | Low Voltage | Breaker | MCCB | TER | S250-SF | 50 | 250 | 3 |  | 40 | 415 | FD |  |  |  | 20 | 92 |  | Fixed | TMF | Mod_No | IEC |  | 60
BO3490 | 1 | 1 | Low Voltage | Breaker | MCCB | TER | S250-SF | 250 | 250 | 4 |  | 40 | 415 | FD |  |  |  | 20 | 92 |  | Fixed | TMF | Mod_No | IEC |  | 60
1064641 | 1 | 1 | Low Voltage | Breaker | MCCB | TER | S250-SF | 250 | 250 | 3 |  | 40 | 415 | FD |  |  |  | 20 | 92 |  | Fixed | TMF | Mod_No | IEC |  | 60
BO3489 | 1 | 1 | Low Voltage | Breaker | MCCB | TER | S250-SF | 225 | 250 | 4 |  | 40 | 415 | FD |  |  |  | 20 | 92 |  | Fixed | TMF | Mod_No | IEC |  | 60
1076286 | 1 | 1 | Low Voltage | Breaker | MCCB | TER | S250-SF | 225 | 250 | 3 |  | 40 | 415 | FD |  |  |  | 20 | 92 |  | Fixed | TMF | Mod_No | IEC |  | 60
BO3488 | 1 | 1 | Low Voltage | Breaker | MCCB | TER | S250-SF | 200 | 250 | 4 |  | 40 | 415 | FD |  |  |  | 20 | 92 |  | Fixed | TMF | Mod_No | IEC |  | 60
1064640 | 1 | 1 | Low Voltage | Breaker | MCCB | TER | S250-SF | 200 | 250 | 3 |  | 40 | 415 | FD |  |  |  | 20 | 92 |  | Fixed | TMF | Mod_No | IEC |  | 60
BO3487 | 1 | 1 | Low Voltage | Breaker | MCCB | TER | S250-SF | 175 | 250 | 4 |  | 40 | 415 | FD |  |  |  | 20 | 92 |  | Fixed | TMF | Mod_No | IEC |  | 60
1077386 | 1 | 1 | Low Voltage | Breaker | MCCB | TER | S250-SF | 175 | 250 | 3 |  | 40 | 415 | FD |  |  |  | 20 | 92 |  | Fixed | TMF | Mod_No | IEC |  | 60
BO3486 | 1 | 1 | Low Voltage | Breaker | MCCB | TER | S250-SF | 150 | 250 | 4 |  | 40 | 415 | FD |  |  |  | 20 | 92 |  | Fixed | TMF | Mod_No | IEC |  | 60
1064645 | 1 | 1 | Low Voltage | Breaker | MCCB | TER | S250-SF | 150 | 250 | 3 |  | 40 | 415 | FD |  |  |  | 20 | 92 |  | Fixed | TMF | Mod_No | IEC |  | 60
BO3485 | 1 | 1 | Low Voltage | Breaker | MCCB | TER | S250-SF | 125 | 250 | 4 |  | 40 | 415 | FD |  |  |  | 20 | 92 |  | Fixed | TMF | Mod_No | IEC |  | 60
1064644 | 1 | 1 | Low Voltage | Breaker | MCCB | TER | S250-SF | 125 | 250 | 3 |  | 40 | 415 | FD |  |  |  | 20 | 92 |  | Fixed | TMF | Mod_No | IEC |  | 60
1151844 | 1 | 1 | Low Voltage | Breaker | MCCB | TER | S250-SF | 100 | 250 | 4 |  | 40 | 415 | FD |  |  |  | 20 | 92 |  | Fixed | TMF | Mod_No | IEC |  | 60
1151845 | 1 | 1 | Low Voltage | Breaker | MCCB | TER | S250-SF | 100 | 250 | 3 |  | 40 | 415 | FD |  |  |  | 20 | 92 |  | Fixed | TMF | Mod_No | IEC |  | 60
1151846 | 1 | 1 | Low Voltage | Breaker | MCCB | TER | S250-PE | 160 | 250 | 4 |  | 70 | 415 | FD |  |  |  | 19 | 161 |  | LCD window | APN | Mod_No | IEC |  | 60
1151847 | 1 | 1 | Low Voltage | Breaker | MCCB | TER | S250-PE | 160 | 250 | 4 |  | 70 | 415 | FD |  |  |  | 19 | 161 |  | LCD window | AN | Mod_No | IEC |  | 60
1151498 | 1 | 1 | Low Voltage | Breaker | MCCB | TER | S250-PE | 40 | 250 | 4 |  | 70 | 415 | FD |  |  |  | 19 | 161 |  | LCD window | ACN | Mod_Yes | IEC |  | 60
1149488 | 1 | 1 | Low Voltage | Breaker | MCCB | TER | S250-PE | 160 | 250 | 4 |  | 70 | 415 | FD |  |  |  | 19 | 161 |  | LCD window | A | Mod_No | IEC |  | 60
1151848 | 1 | 1 | Low Voltage | Breaker | MCCB | TER | S250-PE | 160 | 250 | 4 |  | 70 | 415 | FD |  |  |  | 19 | 161 |  | LCD window | AP | Mod_No | IEC |  | 60
1151499 | 1 | 1 | Low Voltage | Breaker | MCCB | TER | S250-PE | 40 | 250 | 4 |  | 70 | 415 | FD |  |  |  | 19 | 161 |  | LCD window | ACNZ | Mod_Yes | IEC |  | 60
1151500 | 1 | 1 | Low Voltage | Breaker | MCCB | TER | S250-PE | 40 | 250 | 4 |  | 70 | 415 | FD |  |  |  | 19 | 161 |  | LCD window | ACNPZ | Mod_Yes | IEC |  | 60
1151501 | 1 | 1 | Low Voltage | Breaker | MCCB | TER | S250-PE | 40 | 250 | 4 |  | 70 | 415 | FD |  |  |  | 19 | 161 |  | LCD window | ACNP | Mod_Yes | IEC |  | 60
1151502 | 1 | 1 | Low Voltage | Breaker | MCCB | TER | S250-PE | 40 | 250 | 3 |  | 70 | 415 | FD |  |  |  | 19 | 161 |  | LCD window | ACZ | Mod_Yes | IEC |  | 60
1151503 | 1 | 1 | Low Voltage | Breaker | MCCB | TER | S250-PE | 40 | 250 | 3 |  | 70 | 415 | FD |  |  |  | 19 | 161 |  | LCD window | ACP | Mod_Yes | IEC |  | 60
1151504 | 1 | 1 | Low Voltage | Breaker | MCCB | TER | S250-PE | 40 | 250 | 3 |  | 70 | 415 | FD |  |  |  | 19 | 161 |  | LCD window | AC | Mod_Yes | IEC |  | 60
1088074 | 1 | 1 | Low Voltage | Breaker | MCCB | TER | S250-PE | 40 | 250 | 3 |  | 70 | 415 | FD |  |  |  | 19 | 161 |  | LCD window | A | Mod_No | IEC |  | 60
1151849 | 1 | 1 | Low Voltage | Breaker | MCCB | TER | S250-PE | 40 | 250 | 3 |  | 70 | 415 | FD |  |  |  | 19 | 161 |  | LCD window | AP | Mod_No | IEC |  | 60
1151505 | 1 | 1 | Low Voltage | Breaker | MCCB | TER | S250-PE | 40 | 250 | 3 |  | 70 | 415 | FD |  |  |  | 19 | 161 |  | LCD window | ACPZ | Mod_Yes | IEC |  | 60
1151506 | 1 | 1 | Low Voltage | Breaker | MCCB | TER | S250-PE | 250 | 250 | 4 |  | 70 | 415 | FD |  |  |  | 70 | 161 |  | LCD window | A | Mod_Yes | IEC |  | 60
1151507 | 1 | 1 | Low Voltage | Breaker | MCCB | TER | S250-PE | 250 | 250 | 4 |  | 70 | 415 | FD |  |  |  | 70 | 161 |  | LCD window | A | Mod_Yes | IEC |  | 60
1151508 | 1 | 1 | Low Voltage | Breaker | MCCB | TER | S250-PE | 250 | 250 | 4 |  | 70 | 415 | FD |  |  |  | 70 | 161 |  | LCD window | A | Mod_Yes | IEC |  | 60
1151509 | 1 | 1 | Low Voltage | Breaker | MCCB | TER | S250-PE | 250 | 250 | 4 |  | 70 | 415 | FD |  |  |  | 70 | 161 |  | LCD window | A | Mod_Yes | IEC |  | 60
1088073 | 1 | 1 | Low Voltage | Breaker | MCCB | TER | S250-PE | 160 | 250 | 3 |  | 70 | 415 | FD |  |  |  | 19 | 161 |  | LCD window | A | Mod_No | IEC |  | 60
1151850 | 1 | 1 | Low Voltage | Breaker | MCCB | TER | S250-PE | 160 | 250 | 3 |  | 70 | 415 | FD |  |  |  | 19 | 161 |  | LCD window | AP | Mod_No | IEC |  | 60
1151510 | 1 | 1 | Low Voltage | Breaker | MCCB | TER | S250-PE | 250 | 250 | 3 |  | 70 | 415 | FD |  |  |  | 70 | 161 |  | LCD window | A | Mod_Yes | IEC |  | 60
1151511 | 1 | 1 | Low Voltage | Breaker | MCCB | TER | S250-PE | 250 | 250 | 3 |  | 70 | 415 | FD |  |  |  | 70 | 161 |  | LCD window | ACPZ | Mod_Yes | IEC |  | 60
1151512 | 1 | 1 | Low Voltage | Breaker | MCCB | TER | S250-PE | 250 | 250 | 3 |  | 70 | 415 | FD |  |  |  | 70 | 161 |  | LCD window | ACP | Mod_Yes | IEC |  | 60
1151513 | 1 | 1 | Low Voltage | Breaker | MCCB | TER | S250-PE | 250 | 250 | 3 |  | 70 | 415 | FD |  |  |  | 70 | 161 |  | LCD window | A | Mod_Yes | IEC |  | 60
1149486 | 1 | 1 | Low Voltage | Breaker | MCCB | TER | S250-PE | 160 | 250 | 4 |  | 70 | 415 | FD |  |  |  | 19 | 161 |  | LCD window | AN | Mod_No | IEC |  | 60
1151851 | 1 | 1 | Low Voltage | Breaker | MCCB | TER | S250-PE | 160 | 250 | 4 |  | 70 | 415 | FD |  |  |  | 19 | 161 |  | LCD window | APN | Mod_No | IEC |  | 60
1151765 | 1 | 1 | Low Voltage | Breaker | MCCB | TER | S250-PE | 160 | 250 | 4 |  | 70 | 415 | FD |  |  |  | 19 | 161 |  | LCD window | AP | Mod_No | IEC |  | 60
1151766 | 1 | 1 | Low Voltage | Breaker | MCCB | TER | S250-PE | 160 | 250 | 4 |  | 70 | 415 | FD |  |  |  | 19 | 161 |  | LCD window | AP | Mod_No | IEC |  | 60
1151514 | 1 | 1 | Low Voltage | Breaker | MCCB | TER | S250-PE | 160 | 250 | 4 |  | 70 | 415 | FD |  |  |  | 70 | 161 |  | LCD window | A | Mod_Yes | IEC |  | 60
1151515 | 1 | 1 | Low Voltage | Breaker | MCCB | TER | S250-PE | 160 | 250 | 4 |  | 70 | 415 | FD |  |  |  | 70 | 161 |  | LCD window | A | Mod_Yes | IEC |  | 60
1151516 | 1 | 1 | Low Voltage | Breaker | MCCB | TER | S250-PE | 160 | 250 | 4 |  | 70 | 415 | FD |  |  |  | 70 | 161 |  | LCD window | A | Mod_Yes | IEC |  | 60
1151397 | 1 | 1 | Low Voltage | Breaker | MCCB | TER | S250-PE | 160 | 250 | 4 |  | 70 | 415 | FD |  |  |  | 70 | 161 |  | LCD window | A | Mod_Yes | IEC |  | 60
1088076 | 1 | 1 | Low Voltage | Breaker | MCCB | TER | S250-PE | 160 | 250 | 3 |  | 70 | 415 | FD |  |  |  | 19 | 161 |  | LCD window | A | Mod_No | IEC |  | 60
1151767 | 1 | 1 | Low Voltage | Breaker | MCCB | TER | S250-PE | 160 | 250 | 3 |  | 70 | 415 | FD |  |  |  | 19 | 161 |  | LCD window | AP | Mod_No | IEC |  | 60
1151398 | 1 | 1 | Low Voltage | Breaker | MCCB | TER | S250-PE | 160 | 250 | 3 |  | 70 | 415 | FD |  |  |  | 70 | 161 |  | LCD window | A | Mod_Yes | IEC |  | 60
1151399 | 1 | 1 | Low Voltage | Breaker | MCCB | TER | S250-PE | 160 | 250 | 3 |  | 70 | 415 | FD |  |  |  | 70 | 161 |  | LCD window | ACPZ | Mod_Yes | IEC |  | 60
1151400 | 1 | 1 | Low Voltage | Breaker | MCCB | TER | S250-PE | 160 | 250 | 3 |  | 70 | 415 | FD |  |  |  | 70 | 161 |  | LCD window | ACP | Mod_Yes | IEC |  | 60
1151401 | 1 | 1 | Low Voltage | Breaker | MCCB | TER | S250-PE | 160 | 250 | 3 |  | 70 | 415 | FD |  |  |  | 70 | 161 |  | LCD window | A | Mod_Yes | IEC |  | 60
1151768 | 1 | 1 | Low Voltage | Breaker | MCCB | TER | S250-PE | 160 | 250 | 4 |  | 70 | 415 | FD |  |  |  | 19 | 161 |  | LCD window | AN | Mod_No | IEC |  | 60
1149487 | 1 | 1 | Low Voltage | Breaker | MCCB | TER | S250-PE | 160 | 250 | 4 |  | 70 | 415 | FD |  |  |  | 19 | 161 |  | LCD window | A | Mod_No | IEC |  | 60
1151769 | 1 | 1 | Low Voltage | Breaker | MCCB | TER | S250-PE | 160 | 250 | 4 |  | 70 | 415 | FD |  |  |  | 19 | 161 |  | LCD window | APN | Mod_No | IEC |  | 60
1151770 | 1 | 1 | Low Voltage | Breaker | MCCB | TER | S250-PE | 160 | 250 | 4 |  | 70 | 415 | FD |  |  |  | 19 | 161 |  | LCD window | AP | Mod_No | IEC |  | 60
1151402 | 1 | 1 | Low Voltage | Breaker | MCCB | TER | S250-PE | 125 | 250 | 4 |  | 70 | 415 | FD |  |  |  | 70 | 161 |  | LCD window | A | Mod_Yes | IEC |  | 60
1151403 | 1 | 1 | Low Voltage | Breaker | MCCB | TER | S250-PE | 125 | 250 | 4 |  | 70 | 415 | FD |  |  |  | 70 | 161 |  | LCD window | A | Mod_Yes | IEC |  | 60
1151404 | 1 | 1 | Low Voltage | Breaker | MCCB | TER | S250-PE | 125 | 250 | 3 |  | 70 | 415 | FD |  |  |  | 19 | 161 |  | LCD window | AC | Mod_Yes | IEC |  | 60
1088075 | 1 | 1 | Low Voltage | Breaker | MCCB | TER | S250-PE | 125 | 250 | 3 |  | 70 | 415 | FD |  |  |  | 19 | 161 |  | LCD window | A | Mod_No | IEC |  | 60
1151771 | 1 | 1 | Low Voltage | Breaker | MCCB | TER | S250-PE | 125 | 250 | 3 |  | 70 | 415 | FD |  |  |  | 19 | 161 |  | LCD window | AP | Mod_No | IEC |  | 60
1151405 | 1 | 1 | Low Voltage | Breaker | MCCB | TER | S250-PE | 125 | 250 | 3 |  | 70 | 415 | FD |  |  |  | 19 | 161 |  | LCD window | ACZ | Mod_Yes | IEC |  | 60
1151406 | 1 | 1 | Low Voltage | Breaker | MCCB | TER | S250-PE | 125 | 250 | 3 |  | 70 | 415 | FD |  |  |  | 19 | 161 |  | LCD window | ACP | Mod_Yes | IEC |  | 60
1151772 | 1 | 1 | Low Voltage | Breaker | MCCB | TER | S250-NJ | 250 | 250 | 4 |  | 36 | 415 | FD |  |  |  | 36 | 82.8 |  | Dial adjustment | TMD | Mod_No | IEC |  | 60
1151773 | 1 | 1 | Low Voltage | Breaker | MCCB | TER | S250-NJ | 250 | 250 | 4 |  | 36 | 415 | FD |  |  |  | 36 | 82.8 |  | Fixed | MA | Mod_No | IEC |  | 60
1076166-J | 1 | 1 | Low Voltage | Breaker | MCCB | TER | S250-NJ | 250 | 250 | 3 |  | 36 | 415 | FD |  |  |  | 36 | 82.8 |  | Dial adjustment | TMD | Mod_No | IEC |  | 60
1104446-J | 1 | 1 | Low Voltage | Breaker | MCCB | TER | S250-NJ | 250 | 250 | 3 |  | 36 | 415 | FD |  |  |  | 36 | 82.8 |  | Fixed | MA | Mod_No | IEC |  | 60
1151774 | 1 | 1 | Low Voltage | Breaker | MCCB | TER | S250-NJ | 200 | 250 | 4 |  | 36 | 415 | FD |  |  |  | 36 | 82.8 |  | Dial adjustment | TMD | Mod_No | IEC |  | 60
1151775 | 1 | 1 | Low Voltage | Breaker | MCCB | TER | S250-NJ | 200 | 250 | 4 |  | 36 | 415 | FD |  |  |  | 36 | 82.8 |  | Fixed | MA | Mod_No | IEC |  | 60
1110305-J | 1 | 1 | Low Voltage | Breaker | MCCB | TER | S250-NJ | 200 | 250 | 3 |  | 36 | 415 | FD |  |  |  | 36 | 82.8 |  | Dial adjustment | TMD | Mod_No | IEC |  | 60
1076167-J | 1 | 1 | Low Voltage | Breaker | MCCB | TER | S250-NJ | 200 | 250 | 3 |  | 36 | 415 | FD |  |  |  | 36 | 82.8 |  | Fixed | MA | Mod_No | IEC |  | 60
1151776 | 1 | 1 | Low Voltage | Breaker | MCCB | TER | S250-NJ | 160 | 250 | 4 |  | 36 | 415 | FD |  |  |  | 36 | 82.8 |  | Dial adjustment | TMD | Mod_No | IEC |  | 60
1151777 | 1 | 1 | Low Voltage | Breaker | MCCB | TER | S250-NJ | 160 | 250 | 4 |  | 36 | 415 | FD |  |  |  | 36 | 82.8 |  | Fixed | MA | Mod_No | IEC |  | 60
1076168-J | 1 | 1 | Low Voltage | Breaker | MCCB | TER | S250-NJ | 160 | 250 | 3 |  | 36 | 415 | FD |  |  |  | 36 | 82.8 |  | Dial adjustment | TMD | Mod_No | IEC |  | 60
1102778-J | 1 | 1 | Low Voltage | Breaker | MCCB | TER | S250-NJ | 160 | 250 | 3 |  | 36 | 415 | FD |  |  |  | 36 | 82.8 |  | Fixed | MA | Mod_No | IEC |  | 60
1104452 | 1 | 1 | Low Voltage | Breaker | MCCB | TER | S250-NE | 40 | 250 | 4 |  | 36 | 415 | FD |  |  |  | 36 | 82.8 |  | LCD window | APN | Mod_No | IEC |  | 60
1151778 | 1 | 1 | Low Voltage | Breaker | MCCB | TER | S250-NE | 40 | 250 | 4 |  | 36 | 415 | FD |  |  |  | 36 | 82.8 |  | LCD window | AP | Mod_No | IEC |  | 60
1151779 | 1 | 1 | Low Voltage | Breaker | MCCB | TER | S250-NE | 40 | 250 | 4 |  | 36 | 415 | FD |  |  |  | 36 | 82.8 |  | LCD window | AN | Mod_No | IEC |  | 60
1143478 | 1 | 1 | Low Voltage | Breaker | MCCB | TER | S250-NE | 40 | 250 | 4 |  | 36 | 415 | FD |  |  |  | 36 | 82.8 |  | LCD window | A | Mod_No | IEC |  | 60
1151407 | 1 | 1 | Low Voltage | Breaker | MCCB | TER | S250-NE | 40 | 250 | 4 |  | 36 | 415 | FD |  |  |  | 36 | 82.8 |  | LCD window | ACNZ | Mod_Yes | IEC |  | 60
1151408 | 1 | 1 | Low Voltage | Breaker | MCCB | TER | S250-NE | 40 | 250 | 4 |  | 36 | 415 | FD |  |  |  | 36 | 82.8 |  | LCD window | ACNPZ | Mod_Yes | IEC |  | 60
1151409 | 1 | 1 | Low Voltage | Breaker | MCCB | TER | S250-NE | 40 | 250 | 4 |  | 36 | 415 | FD |  |  |  | 36 | 82.8 |  | LCD window | ACNP | Mod_Yes | IEC |  | 60
1151410 | 1 | 1 | Low Voltage | Breaker | MCCB | TER | S250-NE | 40 | 250 | 4 |  | 36 | 415 | FD |  |  |  | 36 | 82.8 |  | LCD window | ACN | Mod_Yes | IEC |  | 60
1151780 | 1 | 1 | Low Voltage | Breaker | MCCB | TER | S250-NE | 40 | 250 | 3 |  | 36 | 415 | FD |  |  |  | 36 | 82.8 |  | LCD window | AP | Mod_No | IEC |  | 60
1151411 | 1 | 1 | Low Voltage | Breaker | MCCB | TER | S250-NE | 40 | 250 | 3 |  | 36 | 415 | FD |  |  |  | 36 | 82.8 |  | LCD window | ACZ | Mod_Yes | IEC |  | 60
1151412 | 1 | 1 | Low Voltage | Breaker | MCCB | TER | S250-NE | 40 | 250 | 3 |  | 36 | 415 | FD |  |  |  | 36 | 82.8 |  | LCD window | ACP | Mod_Yes | IEC |  | 60
1151413 | 1 | 1 | Low Voltage | Breaker | MCCB | TER | S250-NE | 40 | 250 | 3 |  | 36 | 415 | FD |  |  |  | 36 | 82.8 |  | LCD window | AC | Mod_Yes | IEC |  | 60
1064608 | 1 | 1 | Low Voltage | Breaker | MCCB | TER | S250-NE | 40 | 250 | 3 |  | 36 | 415 | FD |  |  |  | 36 | 82.8 |  | LCD window | A | Mod_No | IEC |  | 60
1151414 | 1 | 1 | Low Voltage | Breaker | MCCB | TER | S250-NE | 40 | 250 | 3 |  | 36 | 415 | FD |  |  |  | 36 | 82.8 |  | LCD window | ACPZ | Mod_Yes | IEC |  | 60
1104449 | 1 | 1 | Low Voltage | Breaker | MCCB | TER | S250-NE | 250 | 250 | 4 |  | 36 | 415 | FD |  |  |  | 36 | 82.8 |  | LCD window | APN | Mod_No | IEC |  | 60
1151781 | 1 | 1 | Low Voltage | Breaker | MCCB | TER | S250-NE | 250 | 250 | 4 |  | 36 | 415 | FD |  |  |  | 36 | 82.8 |  | LCD window | AN | Mod_No | IEC |  | 60
1143475 | 1 | 1 | Low Voltage | Breaker | MCCB | TER | S250-NE | 250 | 250 | 4 |  | 36 | 415 | FD |  |  |  | 36 | 82.8 |  | LCD window | A | Mod_No | IEC |  | 60
1151782 | 1 | 1 | Low Voltage | Breaker | MCCB | TER | S250-NE | 250 | 250 | 4 |  | 36 | 415 | FD |  |  |  | 36 | 82.8 |  | LCD window | AP | Mod_No | IEC |  | 60
1151415 | 1 | 1 | Low Voltage | Breaker | MCCB | TER | S250-NE | 250 | 250 | 4 |  | 36 | 415 | FD |  |  |  | 36 | 82.8 |  | LCD window | ACNPZ | Mod_Yes | IEC |  | 60
1151416 | 1 | 1 | Low Voltage | Breaker | MCCB | TER | S250-NE | 250 | 250 | 4 |  | 36 | 415 | FD |  |  |  | 36 | 82.8 |  | LCD window | ACNP | Mod_Yes | IEC |  | 60
1151417 | 1 | 1 | Low Voltage | Breaker | MCCB | TER | S250-NE | 250 | 250 | 4 |  | 36 | 415 | FD |  |  |  | 36 | 82.8 |  | LCD window | ACNC | Mod_Yes | IEC |  | 60
1151418 | 1 | 1 | Low Voltage | Breaker | MCCB | TER | S250-NE | 250 | 250 | 4 |  | 36 | 415 | FD |  |  |  | 36 | 82.8 |  | LCD window | ACN | Mod_Yes | IEC |  | 60
1151419 | 1 | 1 | Low Voltage | Breaker | MCCB | TER | S250-NE | 250 | 250 | 3 |  | 36 | 415 | FD |  |  |  | 36 | 82.8 |  | LCD window | ACZ | Mod_Yes | IEC |  | 60
1151420 | 1 | 1 | Low Voltage | Breaker | MCCB | TER | S250-NE | 250 | 250 | 3 |  | 36 | 415 | FD |  |  |  | 36 | 82.8 |  | LCD window | ACP | Mod_Yes | IEC |  | 60
1151421 | 1 | 1 | Low Voltage | Breaker | MCCB | TER | S250-NE | 250 | 250 | 3 |  | 36 | 415 | FD |  |  |  | 36 | 82.8 |  | LCD window | AC | Mod_Yes | IEC |  | 60
1076169 | 1 | 1 | Low Voltage | Breaker | MCCB | TER | S250-NE | 250 | 250 | 3 |  | 36 | 415 | FD |  |  |  | 36 | 82.8 |  | LCD window | A | Mod_No | IEC |  | 60
1151783 | 1 | 1 | Low Voltage | Breaker | MCCB | TER | S250-NE | 250 | 250 | 3 |  | 36 | 415 | FD |  |  |  | 36 | 82.8 |  | LCD window | AP | Mod_No | IEC |  | 60
1151422 | 1 | 1 | Low Voltage | Breaker | MCCB | TER | S250-NE | 250 | 250 | 3 |  | 36 | 415 | FD |  |  |  | 36 | 82.8 |  | LCD window | ACPZ | Mod_Yes | IEC |  | 60
1151784 | 1 | 1 | Low Voltage | Breaker | MCCB | TER | S250-NE | 160 | 250 | 4 |  | 36 | 415 | FD |  |  |  | 36 | 82.8 |  | LCD window | APN | Mod_No | IEC |  | 60
1104450 | 1 | 1 | Low Voltage | Breaker | MCCB | TER | S250-NE | 160 | 250 | 4 |  | 36 | 415 | FD |  |  |  | 36 | 82.8 |  | LCD window | AN | Mod_No | IEC |  | 60
1151423 | 1 | 1 | Low Voltage | Breaker | MCCB | TER | S250-NE | 160 | 250 | 4 |  | 36 | 415 | FD |  |  |  | 36 | 82.8 |  | LCD window | ACN | Mod_Yes | IEC |  | 60
1143476 | 1 | 1 | Low Voltage | Breaker | MCCB | TER | S250-NE | 160 | 250 | 4 |  | 36 | 415 | FD |  |  |  | 36 | 82.8 |  | LCD window | A | Mod_No | IEC |  | 60
1151785 | 1 | 1 | Low Voltage | Breaker | MCCB | TER | S250-NE | 160 | 250 | 4 |  | 36 | 415 | FD |  |  |  | 36 | 82.8 |  | LCD window | AP | Mod_No | IEC |  | 60
1151424 | 1 | 1 | Low Voltage | Breaker | MCCB | TER | S250-NE | 160 | 250 | 4 |  | 36 | 415 | FD |  |  |  | 36 | 82.8 |  | LCD window | ACNZ | Mod_Yes | IEC |  | 60
1151425 | 1 | 1 | Low Voltage | Breaker | MCCB | TER | S250-NE | 160 | 250 | 4 |  | 36 | 415 | FD |  |  |  | 36 | 82.8 |  | LCD window | ACNPZ | Mod_Yes | IEC |  | 60
1151426 | 1 | 1 | Low Voltage | Breaker | MCCB | TER | S250-NE | 160 | 250 | 4 |  | 36 | 415 | FD |  |  |  | 36 | 82.8 |  | LCD window | ACNP | Mod_Yes | IEC |  | 60
1151427 | 1 | 1 | Low Voltage | Breaker | MCCB | TER | S250-NE | 160 | 250 | 3 |  | 36 | 415 | FD |  |  |  | 36 | 82.8 |  | LCD window | ACZ | Mod_Yes | IEC |  | 60
1151428 | 1 | 1 | Low Voltage | Breaker | MCCB | TER | S250-NE | 160 | 250 | 3 |  | 36 | 415 | FD |  |  |  | 36 | 82.8 |  | LCD window | ACP | Mod_Yes | IEC |  | 60
1151429 | 1 | 1 | Low Voltage | Breaker | MCCB | TER | S250-NE | 160 | 250 | 3 |  | 36 | 415 | FD |  |  |  | 36 | 82.8 |  | LCD window | AC | Mod_Yes | IEC |  | 60
1090251 | 1 | 1 | Low Voltage | Breaker | MCCB | TER | S250-NE | 160 | 250 | 3 |  | 36 | 415 | FD |  |  |  | 36 | 82.8 |  | LCD window | A | Mod_No | IEC |  | 60
1151786 | 1 | 1 | Low Voltage | Breaker | MCCB | TER | S250-NE | 160 | 250 | 3 |  | 36 | 415 | FD |  |  |  | 36 | 82.8 |  | LCD window | AP | Mod_No | IEC |  | 60
1151430 | 1 | 1 | Low Voltage | Breaker | MCCB | TER | S250-NE | 160 | 250 | 3 |  | 36 | 415 | FD |  |  |  | 36 | 82.8 |  | LCD window | ACPZ | Mod_Yes | IEC |  | 60
1104451 | 1 | 1 | Low Voltage | Breaker | MCCB | TER | S250-NE | 125 | 250 | 4 |  | 36 | 415 | FD |  |  |  | 36 | 82.8 |  | LCD window | APN | Mod_No | IEC |  | 60
1151787 | 1 | 1 | Low Voltage | Breaker | MCCB | TER | S250-NE | 125 | 250 | 4 |  | 36 | 415 | FD |  |  |  | 36 | 82.8 |  | LCD window | AP | Mod_No | IEC |  | 60
1151788 | 1 | 1 | Low Voltage | Breaker | MCCB | TER | S250-NE | 125 | 250 | 4 |  | 36 | 415 | FD |  |  |  | 36 | 82.8 |  | LCD window | AN | Mod_No | IEC |  | 60
1151431 | 1 | 1 | Low Voltage | Breaker | MCCB | TER | S250-NE | 125 | 250 | 4 |  | 36 | 415 | FD |  |  |  | 36 | 82.8 |  | LCD window | ACN | Mod_Yes | IEC |  | 60
1143477 | 1 | 1 | Low Voltage | Breaker | MCCB | TER | S250-NE | 125 | 250 | 4 |  | 36 | 415 | FD |  |  |  | 36 | 82.8 |  | LCD window | A | Mod_No | IEC |  | 60
1151432 | 1 | 1 | Low Voltage | Breaker | MCCB | TER | S250-NE | 125 | 250 | 4 |  | 36 | 415 | FD |  |  |  | 36 | 82.8 |  | LCD window | ACNZ | Mod_Yes | IEC |  | 60
1151433 | 1 | 1 | Low Voltage | Breaker | MCCB | TER | S250-NE | 125 | 250 | 4 |  | 36 | 415 | FD |  |  |  | 36 | 82.8 |  | LCD window | ACNPZ | Mod_Yes | IEC |  | 60
1151434 | 1 | 1 | Low Voltage | Breaker | MCCB | TER | S250-NE | 125 | 250 | 4 |  | 36 | 415 | FD |  |  |  | 36 | 82.8 |  | LCD window | ACNP | Mod_Yes | IEC |  | 60
1151435 | 1 | 1 | Low Voltage | Breaker | MCCB | TER | S250-NE | 125 | 250 | 3 |  | 36 | 415 | FD |  |  |  | 36 | 82.8 |  | LCD window | ACZ | Mod_Yes | IEC |  | 60
1151436 | 1 | 1 | Low Voltage | Breaker | MCCB | TER | S250-NE | 125 | 250 | 3 |  | 36 | 415 | FD |  |  |  | 36 | 82.8 |  | LCD window | ACP | Mod_Yes | IEC |  | 60
1151437 | 1 | 1 | Low Voltage | Breaker | MCCB | TER | S250-NE | 125 | 250 | 3 |  | 36 | 415 | FD |  |  |  | 36 | 82.8 |  | LCD window | AC | Mod_Yes | IEC |  | 60
1064607-J | 1 | 1 | Low Voltage | Breaker | MCCB | TER | S250-NE | 125 | 250 | 3 |  | 36 | 415 | FD |  |  |  | 36 | 82.8 |  | LCD window | A | Mod_No | IEC |  | 60
1151789 | 1 | 1 | Low Voltage | Breaker | MCCB | TER | S250-NE | 125 | 250 | 3 |  | 36 | 415 | FD |  |  |  | 36 | 82.8 |  | LCD window | AP | Mod_No | IEC |  | 60
1151438 | 1 | 1 | Low Voltage | Breaker | MCCB | TER | S250-NE | 125 | 250 | 3 |  | 36 | 415 | FD |  |  |  | 36 | 82.8 |  | LCD window | ACPZ | Mod_Yes | IEC |  | 60
1049167-J | 1 | 1 | Low Voltage | Breaker | MCCB | TER | S250-GJ | 250 | 250 | 4 |  | 65 | 415 | FD |  |  |  | 36 | 149.5 |  | Dial adjustment | TMD | Mod_No | IEC |  | 60
1151790 | 1 | 1 | Low Voltage | Breaker | MCCB | TER | S250-GJ | 250 | 250 | 4 |  | 65 | 415 | FD |  |  |  | 36 | 149.5 |  | Fixed | MA | Mod_No | IEC |  | 60
1049156-J | 1 | 1 | Low Voltage | Breaker | MCCB | TER | S250-GJ | 250 | 250 | 3 |  | 65 | 415 | FD |  |  |  | 36 | 149.5 |  | Dial adjustment | TMD | Mod_No | IEC |  | 60
1104438-J | 1 | 1 | Low Voltage | Breaker | MCCB | TER | S250-GJ | 250 | 250 | 3 |  | 65 | 415 | FD |  |  |  | 36 | 149.5 |  | Fixed | MA | Mod_No | IEC |  | 60
1049166-J | 1 | 1 | Low Voltage | Breaker | MCCB | TER | S250-GJ | 200 | 250 | 4 |  | 65 | 415 | FD |  |  |  | 36 | 149.5 |  | Dial adjustment | TMD | Mod_No | IEC |  | 60
1151791 | 1 | 1 | Low Voltage | Breaker | MCCB | TER | S250-GJ | 200 | 250 | 4 |  | 65 | 415 | FD |  |  |  | 36 | 149.5 |  | Fixed | MA | Mod_No | IEC |  | 60
1049155-J | 1 | 1 | Low Voltage | Breaker | MCCB | TER | S250-GJ | 200 | 250 | 3 |  | 65 | 415 | FD |  |  |  | 36 | 149.5 |  | Dial adjustment | TMD | Mod_No | IEC |  | 60
1104447-J | 1 | 1 | Low Voltage | Breaker | MCCB | TER | S250-GJ | 200 | 250 | 3 |  | 65 | 415 | FD |  |  |  | 36 | 149.5 |  | Fixed | MA | Mod_No | IEC |  | 60
1049165-J | 1 | 1 | Low Voltage | Breaker | MCCB | TER | S250-GJ | 160 | 250 | 4 |  | 65 | 415 | FD |  |  |  | 36 | 149.5 |  | Dial adjustment | TMD | Mod_No | IEC |  | 60
1151792 | 1 | 1 | Low Voltage | Breaker | MCCB | TER | S250-GJ | 160 | 250 | 4 |  | 65 | 415 | FD |  |  |  | 36 | 149.5 |  | Fixed | MA | Mod_No | IEC |  | 60
1049154-J | 1 | 1 | Low Voltage | Breaker | MCCB | TER | S250-GJ | 160 | 250 | 3 |  | 65 | 415 | FD |  |  |  | 36 | 149.5 |  | Dial adjustment | TMD | Mod_No | IEC |  | 60
1104448-J | 1 | 1 | Low Voltage | Breaker | MCCB | TER | S250-GJ | 160 | 250 | 3 |  | 65 | 415 | FD |  |  |  | 36 | 149.5 |  | Fixed | MA | Mod_No | IEC |  | 60
1151793 | 1 | 1 | Low Voltage | Breaker | MCCB | TER | S250-GE | 160 | 250 | 4 |  | 65 | 415 | FD |  |  |  | 36 | 149.5 |  | LCD window | AP | Mod_No | IEC |  | 60
1151794 | 1 | 1 | Low Voltage | Breaker | MCCB | TER | S250-GE | 160 | 250 | 4 |  | 65 | 415 | FD |  |  |  | 36 | 149.5 |  | LCD window | APN | Mod_No | IEC |  | 60
1151795 | 1 | 1 | Low Voltage | Breaker | MCCB | TER | S250-GE | 40 | 250 | 4 |  | 65 | 415 | FD |  |  |  | 36 | 149.5 |  | LCD window | AN | Mod_No | IEC |  | 60
1150451 | 1 | 1 | Low Voltage | Breaker | MCCB | TER | S250-GE | 40 | 250 | 4 |  | 65 | 415 | FD |  |  |  | 36 | 149.5 |  | LCD window | ACN | Mod_Yes | IEC |  | 60
1151439 | 1 | 1 | Low Voltage | Breaker | MCCB | TER | S250-GE | 40 | 250 | 4 |  | 65 | 415 | FD |  |  |  | 36 | 149.5 |  | LCD window | AC | Mod_Yes | IEC |  | 60
1143492 | 1 | 1 | Low Voltage | Breaker | MCCB | TER | S250-GE | 40 | 250 | 4 |  | 65 | 415 | FD |  |  |  | 36 | 149.5 |  | LCD window | A | Mod_No | IEC |  | 60
1151440 | 1 | 1 | Low Voltage | Breaker | MCCB | TER | S250-GE | 40 | 250 | 4 |  | 65 | 415 | FD |  |  |  | 36 | 149.5 |  | LCD window | ACNZ | Mod_Yes | IEC |  | 60
1151441 | 1 | 1 | Low Voltage | Breaker | MCCB | TER | S250-GE | 40 | 250 | 4 |  | 65 | 415 | FD |  |  |  | 36 | 149.5 |  | LCD window | ACNP | Mod_Yes | IEC |  | 60
1151442 | 1 | 1 | Low Voltage | Breaker | MCCB | TER | S250-GE | 40 | 250 | 3 |  | 65 | 415 | FD |  |  |  | 36 | 149.5 |  | LCD window | ACZ | Mod_Yes | IEC |  | 60
1151443 | 1 | 1 | Low Voltage | Breaker | MCCB | TER | S250-GE | 40 | 250 | 3 |  | 65 | 415 | FD |  |  |  | 36 | 149.5 |  | LCD window | ACP | Mod_Yes | IEC |  | 60
1150447 | 1 | 1 | Low Voltage | Breaker | MCCB | TER | S250-GE | 40 | 250 | 3 |  | 65 | 415 | FD |  |  |  | 36 | 149.5 |  | LCD window | AC | Mod_Yes | IEC |  | 60
1104439 | 1 | 1 | Low Voltage | Breaker | MCCB | TER | S250-GE | 40 | 250 | 3 |  | 65 | 415 | FD |  |  |  | 36 | 149.5 |  | LCD window | A | Mod_No | IEC |  | 60
1151796 | 1 | 1 | Low Voltage | Breaker | MCCB | TER | S250-GE | 40 | 250 | 3 |  | 65 | 415 | FD |  |  |  | 36 | 149.5 |  | LCD window | AP | Mod_No | IEC |  | 60
1151444 | 1 | 1 | Low Voltage | Breaker | MCCB | TER | S250-GE | 40 | 250 | 3 |  | 65 | 415 | FD |  |  |  | 36 | 149.5 |  | LCD window | ACPZ | Mod_Yes | IEC |  | 60
1151797 | 1 | 1 | Low Voltage | Breaker | MCCB | TER | S250-GE | 250 | 250 | 4 |  | 65 | 415 | FD |  |  |  | 36 | 149.5 |  | LCD window | APN | Mod_No | IEC |  | 60
1151798 | 1 | 1 | Low Voltage | Breaker | MCCB | TER | S250-GE | 250 | 250 | 4 |  | 65 | 415 | FD |  |  |  | 36 | 149.5 |  | LCD window | AN | Mod_No | IEC |  | 60
1150448 | 1 | 1 | Low Voltage | Breaker | MCCB | TER | S250-GE | 250 | 250 | 4 |  | 65 | 415 | FD |  |  |  | 36 | 149.5 |  | LCD window | ACN | Mod_Yes | IEC |  | 60
1143490 | 1 | 1 | Low Voltage | Breaker | MCCB | TER | S250-GE | 160 | 250 | 4 |  | 65 | 415 | FD |  |  |  | 36 | 149.5 |  | LCD window | A | Mod_No | IEC |  | 60
1143479 | 1 | 1 | Low Voltage | Breaker | MCCB | TER | S250-GE | 250 | 250 | 4 |  | 65 | 415 | FD |  |  |  | 36 | 149.5 |  | LCD window | A | Mod_No | IEC |  | 60
1151799 | 1 | 1 | Low Voltage | Breaker | MCCB | TER | S250-GE | 250 | 250 | 4 |  | 65 | 415 | FD |  |  |  | 36 | 149.5 |  | LCD window | AP | Mod_No | IEC |  | 60
1151445 | 1 | 1 | Low Voltage | Breaker | MCCB | TER | S250-GE | 250 | 250 | 4 |  | 65 | 415 | FD |  |  |  | 36 | 149.5 |  | LCD window | ACNZ | Mod_Yes | IEC |  | 60
1151446 | 1 | 1 | Low Voltage | Breaker | MCCB | TER | S250-GE | 250 | 250 | 4 |  | 65 | 415 | FD |  |  |  | 36 | 149.5 |  | LCD window | ACNPZ | Mod_Yes | IEC |  | 60
1151125 | 1 | 1 | Low Voltage | Breaker | MCCB | TER | S250-GE | 250 | 250 | 4 |  | 65 | 415 | FD |  |  |  | 36 | 149.5 |  | LCD window | ACNP | Mod_Yes | IEC |  | 60
1151126 | 1 | 1 | Low Voltage | Breaker | MCCB | TER | S250-GE | 250 | 250 | 3 |  | 65 | 415 | FD |  |  |  | 36 | 149.5 |  | LCD window | ACZ | Mod_Yes | IEC |  | 60
1151127 | 1 | 1 | Low Voltage | Breaker | MCCB | TER | S250-GE | 250 | 250 | 3 |  | 65 | 415 | FD |  |  |  | 36 | 149.5 |  | LCD window | ACP | Mod_Yes | IEC |  | 60
1150444 | 1 | 1 | Low Voltage | Breaker | MCCB | TER | S250-GE | 250 | 250 | 3 |  | 65 | 415 | FD |  |  |  | 36 | 149.5 |  | LCD window | AC | Mod_Yes | IEC |  | 60
1088228 | 1 | 1 | Low Voltage | Breaker | MCCB | TER | S250-GE | 250 | 250 | 3 |  | 65 | 415 | FD |  |  |  | 36 | 149.5 |  | LCD window | A | Mod_No | IEC |  | 60
1151800 | 1 | 1 | Low Voltage | Breaker | MCCB | TER | S250-GE | 250 | 250 | 3 |  | 65 | 415 | FD |  |  |  | 36 | 149.5 |  | LCD window | AP | Mod_No | IEC |  | 60
1151128 | 1 | 1 | Low Voltage | Breaker | MCCB | TER | S250-GE | 250 | 250 | 3 |  | 65 | 415 | FD |  |  |  | 36 | 149.5 |  | LCD window | ACPZ | Mod_Yes | IEC |  | 60
1107060 | 1 | 1 | Low Voltage | Breaker | MCCB | TER | S250-GE | 160 | 250 | 4 |  | 65 | 415 | FD |  |  |  | 36 | 149.5 |  | LCD window | APN | Mod_No | IEC |  | 60
1151801 | 1 | 1 | Low Voltage | Breaker | MCCB | TER | S250-GE | 160 | 250 | 4 |  | 65 | 415 | FD |  |  |  | 36 | 149.5 |  | LCD window | AN | Mod_No | IEC |  | 60
1150449 | 1 | 1 | Low Voltage | Breaker | MCCB | TER | S250-GE | 160 | 250 | 4 |  | 65 | 415 | FD |  |  |  | 36 | 149.5 |  | LCD window | ACN | Mod_Yes | IEC |  | 60
1151802 | 1 | 1 | Low Voltage | Breaker | MCCB | TER | S250-GE | 160 | 250 | 4 |  | 65 | 415 | FD |  |  |  | 36 | 149.5 |  | LCD window | AP | Mod_No | IEC |  | 60
1151129 | 1 | 1 | Low Voltage | Breaker | MCCB | TER | S250-GE | 160 | 250 | 4 |  | 65 | 415 | FD |  |  |  | 36 | 149.5 |  | LCD window | ACNZ | Mod_Yes | IEC |  | 60
1151130 | 1 | 1 | Low Voltage | Breaker | MCCB | TER | S250-GE | 160 | 250 | 4 |  | 65 | 415 | FD |  |  |  | 36 | 149.5 |  | LCD window | ACNPZ | Mod_Yes | IEC |  | 60
1151131 | 1 | 1 | Low Voltage | Breaker | MCCB | TER | S250-GE | 160 | 250 | 4 |  | 65 | 415 | FD |  |  |  | 36 | 149.5 |  | LCD window | ACNP | Mod_Yes | IEC |  | 60
1151132 | 1 | 1 | Low Voltage | Breaker | MCCB | TER | S250-GE | 160 | 250 | 3 |  | 65 | 415 | FD |  |  |  | 36 | 149.5 |  | LCD window | ACZ | Mod_Yes | IEC |  | 60
1151133 | 1 | 1 | Low Voltage | Breaker | MCCB | TER | S250-GE | 160 | 250 | 3 |  | 65 | 415 | FD |  |  |  | 36 | 149.5 |  | LCD window | ACP | Mod_Yes | IEC |  | 60
1150445 | 1 | 1 | Low Voltage | Breaker | MCCB | TER | S250-GE | 160 | 250 | 3 |  | 65 | 415 | FD |  |  |  | 36 | 149.5 |  | LCD window | AC | Mod_Yes | IEC |  | 60
1103165 | 1 | 1 | Low Voltage | Breaker | MCCB | TER | S250-GE | 160 | 250 | 3 |  | 65 | 415 | FD |  |  |  | 36 | 149.5 |  | LCD window | A | Mod_No | IEC |  | 60
1151803 | 1 | 1 | Low Voltage | Breaker | MCCB | TER | S250-GE | 160 | 250 | 3 |  | 65 | 415 | FD |  |  |  | 36 | 149.5 |  | LCD window | AP | Mod_No | IEC |  | 60
1151134 | 1 | 1 | Low Voltage | Breaker | MCCB | TER | S250-GE | 160 | 250 | 3 |  | 65 | 415 | FD |  |  |  | 36 | 149.5 |  | LCD window | ACPZ | Mod_Yes | IEC |  | 60
1151804 | 1 | 1 | Low Voltage | Breaker | MCCB | TER | S250-GE | 125 | 250 | 4 |  | 65 | 415 | FD |  |  |  | 36 | 149.5 |  | LCD window | APN | Mod_No | IEC |  | 60
1151805 | 1 | 1 | Low Voltage | Breaker | MCCB | TER | S250-GE | 125 | 250 | 4 |  | 65 | 415 | FD |  |  |  | 36 | 149.5 |  | LCD window | AN | Mod_No | IEC |  | 60
1150450 | 1 | 1 | Low Voltage | Breaker | MCCB | TER | S250-GE | 125 | 250 | 4 |  | 65 | 415 | FD |  |  |  | 36 | 149.5 |  | LCD window | ACN | Mod_Yes | IEC |  | 60
1143491 | 1 | 1 | Low Voltage | Breaker | MCCB | TER | S250-GE | 125 | 250 | 4 |  | 65 | 415 | FD |  |  |  | 36 | 149.5 |  | LCD window | A | Mod_No | IEC |  | 60
1151135 | 1 | 1 | Low Voltage | Breaker | MCCB | TER | S250-GE | 125 | 250 | 4 |  | 65 | 415 | FD |  |  |  | 36 | 149.5 |  | LCD window | A | Mod_Yes | IEC |  | 60
1151806 | 1 | 1 | Low Voltage | Breaker | MCCB | TER | S250-GE | 125 | 250 | 4 |  | 65 | 415 | FD |  |  |  | 36 | 149.5 |  | LCD window | AP | Mod_No | IEC |  | 60
1151136 | 1 | 1 | Low Voltage | Breaker | MCCB | TER | S250-GE | 125 | 250 | 4 |  | 65 | 415 | FD |  |  |  | 36 | 149.5 |  | LCD window | ACNZ | Mod_Yes | IEC |  | 60
1151137 | 1 | 1 | Low Voltage | Breaker | MCCB | TER | S250-GE | 125 | 250 | 3 |  | 65 | 415 | FD |  |  |  | 36 | 149.5 |  | LCD window | ACZ | Mod_Yes | IEC |  | 60
1151138 | 1 | 1 | Low Voltage | Breaker | MCCB | TER | S250-GE | 125 | 250 | 3 |  | 65 | 415 | FD |  |  |  | 36 | 149.5 |  | LCD window | ACP | Mod_Yes | IEC |  | 60
1103164 | 1 | 1 | Low Voltage | Breaker | MCCB | TER | S250-GE | 125 | 250 | 3 |  | 65 | 415 | FD |  |  |  | 36 | 149.5 |  | LCD window | A | Mod_No | IEC |  | 60
1150446 | 1 | 1 | Low Voltage | Breaker | MCCB | TER | S250-GE | 125 | 250 | 3 |  | 65 | 415 | FD |  |  |  | 36 | 149.5 |  | LCD window | A | Mod_Yes | IEC |  | 60
1151807 | 1 | 1 | Low Voltage | Breaker | MCCB | TER | S250-GE | 125 | 250 | 3 |  | 65 | 415 | FD |  |  |  | 36 | 149.5 |  | LCD window | AP | Mod_No | IEC |  | 60
1151139 | 1 | 1 | Low Voltage | Breaker | MCCB | TER | S250-GE | 125 | 250 | 3 |  | 65 | 415 | FD |  |  |  | 36 | 149.5 |  | LCD window | ACPZ | Mod_Yes | IEC |  | 60
1151140 | 1 | 1 | Low Voltage | Breaker | MCCB | TER | S250-GE | 125 | 250 | 4 |  | 65 | 415 | FD |  |  |  | 36 | 149.5 |  | LCD window | ACNPZ | Mod_Yes | IEC |  | 60
BO3402 | 1 | 1 | Low Voltage | Breaker | MCCB | TER | S160-SJ | 80 | 160 | 4 |  | 40 | 415 | FD |  |  |  | 20 | 92 |  | Dial adjustment | TMA | Mod_No | IEC |  | 60
BO3456 | 1 | 1 | Low Voltage | Breaker | MCCB | TER | S160-SJ | 80 | 160 | 4 |  | 40 | 415 | FD |  |  |  | 20 | 92 |  | Dial adjustment | TMA | Mod_No | IEC |  | 60
1151225 | 1 | 1 | Low Voltage | Breaker | MCCB | TER | S160-SJ | 80 | 160 | 3 |  | 40 | 415 | FD |  |  |  | 20 | 92 |  | Dial adjustment | TMA | Mod_No | IEC |  | 60
1151226 | 1 | 1 | Low Voltage | Breaker | MCCB | TER | S160-SJ | 80 | 160 | 3 |  | 40 | 415 | FD |  |  |  | 20 | 92 |  | Dial adjustment | TMA | Mod_No | IEC |  | 60
1151227 | 1 | 1 | Low Voltage | Breaker | MCCB | TER | S160-SJ | 63 | 160 | 4 |  | 40 | 415 | FD |  |  |  | 20 | 92 |  | Dial adjustment | TMA | Mod_No | IEC |  | 60
1151228 | 1 | 1 | Low Voltage | Breaker | MCCB | TER | S160-SJ | 63 | 160 | 4 |  | 40 | 415 | FD |  |  |  | 20 | 92 |  | Dial adjustment | TMA | Mod_No | IEC |  | 60
1151229 | 1 | 1 | Low Voltage | Breaker | MCCB | TER | S160-SJ | 63 | 160 | 3 |  | 40 | 415 | FD |  |  |  | 20 | 92 |  | Dial adjustment | TMA | Mod_No | IEC |  | 60
1151230 | 1 | 1 | Low Voltage | Breaker | MCCB | TER | S160-SJ | 63 | 160 | 3 |  | 40 | 415 | FD |  |  |  | 20 | 92 |  | Dial adjustment | TMA | Mod_No | IEC |  | 60
1151231 | 1 | 1 | Low Voltage | Breaker | MCCB | TER | S160-SJ | 40 | 160 | 4 |  | 40 | 415 | FD |  |  |  | 20 | 92 |  | Dial adjustment | TMA | Mod_No | IEC |  | 60
1151232 | 1 | 1 | Low Voltage | Breaker | MCCB | TER | S160-SJ | 40 | 160 | 4 |  | 40 | 415 | FD |  |  |  | 20 | 92 |  | Dial adjustment | TMA | Mod_No | IEC |  | 60
1151233 | 1 | 1 | Low Voltage | Breaker | MCCB | TER | S160-SJ | 40 | 160 | 3 |  | 40 | 415 | FD |  |  |  | 20 | 92 |  | Dial adjustment | TMA | Mod_No | IEC |  | 60
1151234 | 1 | 1 | Low Voltage | Breaker | MCCB | TER | S160-SJ | 40 | 160 | 3 |  | 40 | 415 | FD |  |  |  | 20 | 92 |  | Dial adjustment | TMA | Mod_No | IEC |  | 60
1151235 | 1 | 1 | Low Voltage | Breaker | MCCB | TER | S160-SJ | 25 | 160 | 4 |  | 40 | 415 | FD |  |  |  | 20 | 92 |  | Dial adjustment | TMA | Mod_No | IEC |  | 60
1151236 | 1 | 1 | Low Voltage | Breaker | MCCB | TER | S160-SJ | 25 | 160 | 4 |  | 40 | 415 | FD |  |  |  | 20 | 92 |  | Dial adjustment | TMA | Mod_No | IEC |  | 60
1151237 | 1 | 1 | Low Voltage | Breaker | MCCB | TER | S160-SJ | 25 | 160 | 3 |  | 40 | 415 | FD |  |  |  | 20 | 92 |  | Dial adjustment | TMA | Mod_No | IEC |  | 60
1151238 | 1 | 1 | Low Voltage | Breaker | MCCB | TER | S160-SJ | 25 | 160 | 3 |  | 40 | 415 | FD |  |  |  | 20 | 92 |  | Dial adjustment | TMA | Mod_No | IEC |  | 60
1151239 | 1 | 1 | Low Voltage | Breaker | MCCB | TER | S160-SJ | 160 | 160 | 4 |  | 40 | 415 | FD |  |  |  | 20 | 92 |  | Dial adjustment | TMA | Mod_No | IEC |  | 60
1151240 | 1 | 1 | Low Voltage | Breaker | MCCB | TER | S160-SJ | 160 | 160 | 4 |  | 40 | 415 | FD |  |  |  | 20 | 92 |  | Dial adjustment | TMA | Mod_No | IEC |  | 60
1151241 | 1 | 1 | Low Voltage | Breaker | MCCB | TER | S160-SJ | 160 | 160 | 3 |  | 40 | 415 | FD |  |  |  | 20 | 92 |  | Dial adjustment | TMA | Mod_No | IEC |  | 60
1151242 | 1 | 1 | Low Voltage | Breaker | MCCB | TER | S160-SJ | 160 | 160 | 3 |  | 40 | 415 | FD |  |  |  | 20 | 92 |  | Dial adjustment | TMA | Mod_No | IEC |  | 60
1151243 | 1 | 1 | Low Voltage | Breaker | MCCB | TER | S160-SJ | 125 | 160 | 4 |  | 40 | 415 | FD |  |  |  | 20 | 92 |  | Dial adjustment | TMA | Mod_No | IEC |  | 60
1151244 | 1 | 1 | Low Voltage | Breaker | MCCB | TER | S160-SJ | 125 | 160 | 4 |  | 40 | 415 | FD |  |  |  | 20 | 92 |  | Dial adjustment | TMA | Mod_No | IEC |  | 60
1151245 | 1 | 1 | Low Voltage | Breaker | MCCB | TER | S160-SJ | 125 | 160 | 3 |  | 40 | 415 | FD |  |  |  | 20 | 92 |  | Dial adjustment | TMA | Mod_No | IEC |  | 60
1151246 | 1 | 1 | Low Voltage | Breaker | MCCB | TER | S160-SJ | 125 | 160 | 3 |  | 40 | 415 | FD |  |  |  | 20 | 92 |  | Dial adjustment | TMA | Mod_No | IEC |  | 60
1151247 | 1 | 1 | Low Voltage | Breaker | MCCB | TER | S160-SJ | 100 | 160 | 4 |  | 40 | 415 | FD |  |  |  | 20 | 92 |  | Dial adjustment | TMA | Mod_No | IEC |  | 60
1151248 | 1 | 1 | Low Voltage | Breaker | MCCB | TER | S160-SJ | 100 | 160 | 4 |  | 40 | 415 | FD |  |  |  | 20 | 92 |  | Dial adjustment | TMA | Mod_No | IEC |  | 60
1151249 | 1 | 1 | Low Voltage | Breaker | MCCB | TER | S160-SJ | 100 | 160 | 3 |  | 40 | 415 | FD |  |  |  | 20 | 92 |  | Dial adjustment | TMA | Mod_No | IEC |  | 60
1151250 | 1 | 1 | Low Voltage | Breaker | MCCB | TER | S160-SJ | 100 | 160 | 3 |  | 40 | 415 | FD |  |  |  | 20 | 92 |  | Dial adjustment | TMA | Mod_No | IEC |  | 60
1151251 | 1 | 1 | Low Voltage | Breaker | MCCB | TER | S160-SF | 80 | 160 | 4 |  | 40 | 415 | FD |  |  |  | 20 | 92 |  | Fixed | TMF | Mod_No | IEC |  | 60
1076275 | 1 | 1 | Low Voltage | Breaker | MCCB | TER | S160-SF | 80 | 160 | 3 |  | 40 | 415 | FD |  |  |  | 20 | 92 |  | Fixed | TMF | Mod_No | IEC |  | 60
1151252 | 1 | 1 | Low Voltage | Breaker | MCCB | TER | S160-SF | 63 | 160 | 4 |  | 40 | 415 | FD |  |  |  | 20 | 92 |  | Fixed | TMF | Mod_No | IEC |  | 60
1076276 | 1 | 1 | Low Voltage | Breaker | MCCB | TER | S160-SF | 63 | 160 | 3 |  | 40 | 415 | FD |  |  |  | 20 | 92 |  | Fixed | TMF | Mod_No | IEC |  | 60
1151253 | 1 | 1 | Low Voltage | Breaker | MCCB | TER | S160-SF | 50 | 160 | 4 |  | 40 | 415 | FD |  |  |  | 20 | 92 |  | Fixed | TMF | Mod_No | IEC |  | 60
1076277 | 1 | 1 | Low Voltage | Breaker | MCCB | TER | S160-SF | 50 | 160 | 3 |  | 40 | 415 | FD |  |  |  | 20 | 92 |  | Fixed | TMF | Mod_No | IEC |  | 60
1151254 | 1 | 1 | Low Voltage | Breaker | MCCB | TER | S160-SF | 40 | 160 | 4 |  | 40 | 415 | FD |  |  |  | 20 | 92 |  | Fixed | TMF | Mod_No | IEC |  | 60
1076278 | 1 | 1 | Low Voltage | Breaker | MCCB | TER | S160-SF | 40 | 160 | 3 |  | 40 | 415 | FD |  |  |  | 20 | 92 |  | Fixed | TMF | Mod_No | IEC |  | 60
1151255 | 1 | 1 | Low Voltage | Breaker | MCCB | TER | S160-SF | 32 | 160 | 4 |  | 40 | 415 | FD |  |  |  | 20 | 92 |  | Fixed | TMF | Mod_No | IEC |  | 60
1076279 | 1 | 1 | Low Voltage | Breaker | MCCB | TER | S160-SF | 32 | 160 | 3 |  | 40 | 415 | FD |  |  |  | 20 | 92 |  | Fixed | TMF | Mod_No | IEC |  | 60
1151256 | 1 | 1 | Low Voltage | Breaker | MCCB | TER | S160-SF | 25 | 160 | 4 |  | 40 | 415 | FD |  |  |  | 20 | 92 |  | Fixed | TMF | Mod_No | IEC |  | 60
1076280 | 1 | 1 | Low Voltage | Breaker | MCCB | TER | S160-SF | 25 | 160 | 3 |  | 40 | 415 | FD |  |  |  | 20 | 92 |  | Fixed | TMF | Mod_No | IEC |  | 60
1151257 | 1 | 1 | Low Voltage | Breaker | MCCB | TER | S160-SF | 20 | 160 | 4 |  | 40 | 415 | FD |  |  |  | 20 | 92 |  | Fixed | TMF | Mod_No | IEC |  | 60
1076281 | 1 | 1 | Low Voltage | Breaker | MCCB | TER | S160-SF | 20 | 160 | 3 |  | 40 | 415 | FD |  |  |  | 20 | 92 |  | Fixed | TMF | Mod_No | IEC |  | 60
1151258 | 1 | 1 | Low Voltage | Breaker | MCCB | TER | S160-SF | 16 | 160 | 4 |  | 40 | 415 | FD |  |  |  | 20 | 92 |  | Fixed | TMF | Mod_No | IEC |  | 60
1076282 | 1 | 1 | Low Voltage | Breaker | MCCB | TER | S160-SF | 16 | 160 | 3 |  | 40 | 415 | FD |  |  |  | 20 | 92 |  | Fixed | TMF | Mod_No | IEC |  | 60
1151259 | 1 | 1 | Low Voltage | Breaker | MCCB | TER | S160-SF | 160 | 160 | 4 |  | 40 | 415 | FD |  |  |  | 20 | 92 |  | Fixed | TMF | Mod_No | IEC |  | 60
1064639 | 1 | 1 | Low Voltage | Breaker | MCCB | TER | S160-SF | 160 | 160 | 3 |  | 40 | 415 | FD |  |  |  | 20 | 92 |  | Fixed | TMF | Mod_No | IEC |  | 60
1151260 | 1 | 1 | Low Voltage | Breaker | MCCB | TER | S160-SF | 125 | 160 | 4 |  | 40 | 415 | FD |  |  |  | 20 | 92 |  | Fixed | TMF | Mod_No | IEC |  | 60
1064638 | 1 | 1 | Low Voltage | Breaker | MCCB | TER | S160-SF | 125 | 160 | 3 |  | 40 | 415 | FD |  |  |  | 20 | 92 |  | Fixed | TMF | Mod_No | IEC |  | 60
1151261 | 1 | 1 | Low Voltage | Breaker | MCCB | TER | S160-SF | 100 | 160 | 4 |  | 40 | 415 | FD |  |  |  | 20 | 92 |  | Fixed | TMF | Mod_No | IEC |  | 60
1076274 | 1 | 1 | Low Voltage | Breaker | MCCB | TER | S160-SF | 100 | 160 | 3 |  | 40 | 415 | FD |  |  |  | 20 | 92 |  | Fixed | TMF | Mod_No | IEC |  | 60
1151262 | 1 | 1 | Low Voltage | Breaker | MCCB | TER | S160-SCJ | 80 | 160 | 4 |  | 25 | 415 | FD |  |  |  | 13 | 57.5 |  | Dial adjustment | TMA | Mod_No | IEC |  | 60
1151263 | 1 | 1 | Low Voltage | Breaker | MCCB | TER | S160-SCJ | 80 | 160 | 4 |  | 25 | 415 | FD |  |  |  | 13 | 57.5 |  | Dial adjustment | TMA | Mod_No | IEC |  | 60
BO3260 | 1 | 1 | Low Voltage | Breaker | MCCB | TER | S160-SCJ | 80 | 160 | 3 |  | 25 | 415 | FD |  |  |  | 13 | 57.5 |  | Dial adjustment | TMA | Mod_No | IEC |  | 60
1151264 | 1 | 1 | Low Voltage | Breaker | MCCB | TER | S160-SCJ | 80 | 160 | 3 |  | 25 | 415 | FD |  |  |  | 13 | 57.5 |  | Dial adjustment | TMA | Mod_No | IEC |  | 60
1151265 | 1 | 1 | Low Voltage | Breaker | MCCB | TER | S160-SCJ | 63 | 160 | 4 |  | 25 | 415 | FD |  |  |  | 13 | 57.5 |  | Dial adjustment | TMA | Mod_No | IEC |  | 60
1151266 | 1 | 1 | Low Voltage | Breaker | MCCB | TER | S160-SCJ | 63 | 160 | 4 |  | 25 | 415 | FD |  |  |  | 13 | 57.5 |  | Dial adjustment | TMA | Mod_No | IEC |  | 60
1064232 | 1 | 1 | Low Voltage | Breaker | MCCB | TER | S160-SCJ | 63 | 160 | 3 |  | 25 | 415 | FD |  |  |  | 13 | 57.5 |  | Dial adjustment | TMA | Mod_No | IEC |  | 60
1151267 | 1 | 1 | Low Voltage | Breaker | MCCB | TER | S160-SCJ | 63 | 160 | 3 |  | 25 | 415 | FD |  |  |  | 13 | 57.5 |  | Dial adjustment | TMA | Mod_No | IEC |  | 60
1151268 | 1 | 1 | Low Voltage | Breaker | MCCB | TER | S160-SCJ | 40 | 160 | 4 |  | 25 | 415 | FD |  |  |  | 13 | 57.5 |  | Dial adjustment | TMA | Mod_No | IEC |  | 60
1151269 | 1 | 1 | Low Voltage | Breaker | MCCB | TER | S160-SCJ | 40 | 160 | 4 |  | 25 | 415 | FD |  |  |  | 13 | 57.5 |  | Dial adjustment | TMA | Mod_No | IEC |  | 60
1098061 | 1 | 1 | Low Voltage | Breaker | MCCB | TER | S160-SCJ | 40 | 160 | 3 |  | 25 | 415 | FD |  |  |  | 13 | 57.5 |  | Dial adjustment | TMA | Mod_No | IEC |  | 60
1151270 | 1 | 1 | Low Voltage | Breaker | MCCB | TER | S160-SCJ | 40 | 160 | 3 |  | 25 | 415 | FD |  |  |  | 13 | 57.5 |  | Dial adjustment | TMA | Mod_No | IEC |  | 60
1151271 | 1 | 1 | Low Voltage | Breaker | MCCB | TER | S160-SCJ | 25 | 160 | 4 |  | 25 | 415 | FD |  |  |  | 13 | 57.5 |  | Dial adjustment | TMA | Mod_No | IEC |  | 60
1151272 | 1 | 1 | Low Voltage | Breaker | MCCB | TER | S160-SCJ | 25 | 160 | 4 |  | 25 | 415 | FD |  |  |  | 13 | 57.5 |  | Dial adjustment | TMA | Mod_No | IEC |  | 60
1151273 | 1 | 1 | Low Voltage | Breaker | MCCB | TER | S160-SCJ | 25 | 160 | 3 |  | 25 | 415 | FD |  |  |  | 13 | 57.5 |  | Dial adjustment | TMA | Mod_No | IEC |  | 60
1151274 | 1 | 1 | Low Voltage | Breaker | MCCB | TER | S160-SCJ | 25 | 160 | 3 |  | 25 | 415 | FD |  |  |  | 13 | 57.5 |  | Dial adjustment | TMA | Mod_No | IEC |  | 60
BO3398 | 1 | 1 | Low Voltage | Breaker | MCCB | TER | S160-SCJ | 160 | 160 | 4 |  | 25 | 415 | FD |  |  |  | 13 | 57.5 |  | Dial adjustment | TMA | Mod_No | IEC |  | 60
1151568 | 1 | 1 | Low Voltage | Breaker | MCCB | TER | S160-SCJ | 160 | 160 | 4 |  | 25 | 415 | FD |  |  |  | 13 | 57.5 |  | Dial adjustment | TMA | Mod_No | IEC |  | 60
BO3263 | 1 | 1 | Low Voltage | Breaker | MCCB | TER | S160-SCJ | 160 | 160 | 3 |  | 25 | 415 | FD |  |  |  | 13 | 57.5 |  | Dial adjustment | TMA | Mod_No | IEC |  | 60
1151569 | 1 | 1 | Low Voltage | Breaker | MCCB | TER | S160-SCJ | 160 | 160 | 3 |  | 25 | 415 | FD |  |  |  | 13 | 57.5 |  | Dial adjustment | TMA | Mod_No | IEC |  | 60
1151580 | 1 | 1 | Low Voltage | Breaker | MCCB | TER | S160-SCJ | 125 | 160 | 4 |  | 25 | 415 | FD |  |  |  | 13 | 57.5 |  | Dial adjustment | TMA | Mod_No | IEC |  | 60
1151581 | 1 | 1 | Low Voltage | Breaker | MCCB | TER | S160-SCJ | 125 | 160 | 4 |  | 25 | 415 | FD |  |  |  | 13 | 57.5 |  | Dial adjustment | TMA | Mod_No | IEC |  | 60
BO3262 | 1 | 1 | Low Voltage | Breaker | MCCB | TER | S160-SCJ | 125 | 160 | 3 |  | 25 | 415 | FD |  |  |  | 13 | 57.5 |  | Dial adjustment | TMA | Mod_No | IEC |  | 60
1151582 | 1 | 1 | Low Voltage | Breaker | MCCB | TER | S160-SCJ | 125 | 160 | 3 |  | 25 | 415 | FD |  |  |  | 13 | 57.5 |  | Dial adjustment | TMA | Mod_No | IEC |  | 60
BO3396 | 1 | 1 | Low Voltage | Breaker | MCCB | TER | S160-SCJ | 100 | 160 | 4 |  | 25 | 415 | FD |  |  |  | 13 | 57.5 |  | Dial adjustment | TMA | Mod_No | IEC |  | 60
1151583 | 1 | 1 | Low Voltage | Breaker | MCCB | TER | S160-SCJ | 100 | 160 | 4 |  | 25 | 415 | FD |  |  |  | 13 | 57.5 |  | Dial adjustment | TMA | Mod_No | IEC |  | 60
BO3261 | 1 | 1 | Low Voltage | Breaker | MCCB | TER | S160-SCJ | 100 | 160 | 3 |  | 25 | 415 | FD |  |  |  | 13 | 57.5 |  | Dial adjustment | TMA | Mod_No | IEC |  | 60
1151584 | 1 | 1 | Low Voltage | Breaker | MCCB | TER | S160-SCJ | 100 | 160 | 3 |  | 25 | 415 | FD |  |  |  | 13 | 57.5 |  | Dial adjustment | TMA | Mod_No | IEC |  | 60
BO3424 | 1 | 1 | Low Voltage | Breaker | MCCB | TER | S160-SCF | 80 | 160 | 4 |  | 25 | 415 | FD |  |  |  | 13 | 57.5 |  | Fixed | TMF | Mod_No | IEC |  | 60
1064636 | 1 | 1 | Low Voltage | Breaker | MCCB | TER | S160-SCF | 80 | 160 | 3 |  | 25 | 415 | FD |  |  |  | 13 | 57.5 |  | Fixed | TMF | Mod_No | IEC |  | 60
1072091 | 1 | 1 | Low Voltage | Breaker | MCCB | TER | S160-SCF | 63 | 160 | 4 |  | 25 | 415 | FD |  |  |  | 13 | 57.5 |  | Fixed | TMF | Mod_No | IEC |  | 60
1064635 | 1 | 1 | Low Voltage | Breaker | MCCB | TER | S160-SCF | 63 | 160 | 3 |  | 25 | 415 | FD |  |  |  | 13 | 57.5 |  | Fixed | TMF | Mod_No | IEC |  | 60
BO3422 | 1 | 1 | Low Voltage | Breaker | MCCB | TER | S160-SCF | 50 | 160 | 4 |  | 25 | 415 | FD |  |  |  | 13 | 57.5 |  | Fixed | TMF | Mod_No | IEC |  | 60
1064634 | 1 | 1 | Low Voltage | Breaker | MCCB | TER | S160-SCF | 50 | 160 | 3 |  | 25 | 415 | FD |  |  |  | 13 | 57.5 |  | Fixed | TMF | Mod_No | IEC |  | 60
BO3421 | 1 | 1 | Low Voltage | Breaker | MCCB | TER | S160-SCF | 40 | 160 | 4 |  | 25 | 415 | FD |  |  |  | 13 | 57.5 |  | Fixed | TMF | Mod_No | IEC |  | 60
1064633 | 1 | 1 | Low Voltage | Breaker | MCCB | TER | S160-SCF | 40 | 160 | 3 |  | 25 | 415 | FD |  |  |  | 13 | 57.5 |  | Fixed | TMF | Mod_No | IEC |  | 60
BO3420 | 1 | 1 | Low Voltage | Breaker | MCCB | TER | S160-SCF | 32 | 160 | 4 |  | 25 | 415 | FD |  |  |  | 13 | 57.5 |  | Fixed | TMF | Mod_No | IEC |  | 60
1064632 | 1 | 1 | Low Voltage | Breaker | MCCB | TER | S160-SCF | 32 | 160 | 3 |  | 25 | 415 | FD |  |  |  | 13 | 57.5 |  | Fixed | TMF | Mod_No | IEC |  | 60
BO3419 | 1 | 1 | Low Voltage | Breaker | MCCB | TER | S160-SCF | 25 | 160 | 4 |  | 25 | 415 | FD |  |  |  | 13 | 57.5 |  | Fixed | TMF | Mod_No | IEC |  | 60
1076271 | 1 | 1 | Low Voltage | Breaker | MCCB | TER | S160-SCF | 25 | 160 | 3 |  | 25 | 415 | FD |  |  |  | 13 | 57.5 |  | Fixed | TMF | Mod_No | IEC |  | 60
BO3418 | 1 | 1 | Low Voltage | Breaker | MCCB | TER | S160-SCF | 20 | 160 | 4 |  | 25 | 415 | FD |  |  |  | 13 | 57.5 |  | Fixed | TMF | Mod_No | IEC |  | 60
1067842 | 1 | 1 | Low Voltage | Breaker | MCCB | TER | S160-SCF | 20 | 160 | 3 |  | 25 | 415 | FD |  |  |  | 13 | 57.5 |  | Fixed | TMF | Mod_No | IEC |  | 60
BO3417 | 1 | 1 | Low Voltage | Breaker | MCCB | TER | S160-SCF | 16 | 160 | 4 |  | 25 | 415 | FD |  |  |  | 13 | 57.5 |  | Fixed | TMF | Mod_No | IEC |  | 60
1076273 | 1 | 1 | Low Voltage | Breaker | MCCB | TER | S160-SCF | 16 | 160 | 3 |  | 25 | 415 | FD |  |  |  | 13 | 57.5 |  | Fixed | TMF | Mod_No | IEC |  | 60
BO3427 | 1 | 1 | Low Voltage | Breaker | MCCB | TER | S160-SCF | 160 | 160 | 4 |  | 25 | 415 | FD |  |  |  | 13 | 57.5 |  | Fixed | TMF | Mod_No | IEC |  | 60
1064646 | 1 | 1 | Low Voltage | Breaker | MCCB | TER | S160-SCF | 160 | 160 | 3 |  | 25 | 415 | FD |  |  |  | 13 | 57.5 |  | Fixed | TMF | Mod_No | IEC |  | 60
BO3426 | 1 | 1 | Low Voltage | Breaker | MCCB | TER | S160-SCF | 125 | 160 | 4 |  | 25 | 415 | FD |  |  |  | 13 | 57.5 |  | Fixed | TMF | Mod_No | IEC |  | 60
1064643 | 1 | 1 | Low Voltage | Breaker | MCCB | TER | S160-SCF | 125 | 160 | 3 |  | 25 | 415 | FD |  |  |  | 13 | 57.5 |  | Fixed | TMF | Mod_No | IEC |  | 60
BO3425 | 1 | 1 | Low Voltage | Breaker | MCCB | TER | S160-SCF | 100 | 160 | 4 |  | 25 | 415 | FD |  |  |  | 13 | 57.5 |  | Fixed | TMF | Mod_No | IEC |  | 60
1064637 | 1 | 1 | Low Voltage | Breaker | MCCB | TER | S160-SCF | 100 | 160 | 3 |  | 25 | 415 | FD |  |  |  | 13 | 57.5 |  | Fixed | TMF | Mod_No | IEC |  | 60
1151585 | 1 | 1 | Low Voltage | Breaker | MCCB | TER | S160-NJ | 63 | 160 | 4 |  | 36 | 415 | FD |  |  |  | 36 | 82.8 |  | Dial adjustment | TMA | Mod_No | IEC |  | 60
1151586 | 1 | 1 | Low Voltage | Breaker | MCCB | TER | S160-NJ | 63 | 160 | 4 |  | 36 | 415 | FD |  |  |  | 36 | 82.8 |  | Fixed | MA | Mod_No | IEC |  | 60
1110301 | 1 | 1 | Low Voltage | Breaker | MCCB | TER | S160-NJ | 63 | 160 | 3 |  | 36 | 415 | FD |  |  |  | 36 | 82.8 |  | Dial adjustment | TMA | Mod_No | IEC |  | 60
1151587 | 1 | 1 | Low Voltage | Breaker | MCCB | TER | S160-NJ | 63 | 160 | 3 |  | 36 | 415 | FD |  |  |  | 36 | 82.8 |  | Fixed | MA | Mod_No | IEC |  | 60
1151588 | 1 | 1 | Low Voltage | Breaker | MCCB | TER | S160-NJ | 50 | 160 | 4 |  | 36 | 415 | FD |  |  |  | 36 | 82.8 |  | Dial adjustment | TMA | Mod_No | IEC |  | 60
1151589 | 1 | 1 | Low Voltage | Breaker | MCCB | TER | S160-NJ | 50 | 160 | 4 |  | 36 | 415 | FD |  |  |  | 36 | 82.8 |  | Fixed | MA | Mod_No | IEC |  | 60
1110300 | 1 | 1 | Low Voltage | Breaker | MCCB | TER | S160-NJ | 50 | 160 | 3 |  | 36 | 415 | FD |  |  |  | 36 | 82.8 |  | Dial adjustment | TMA | Mod_No | IEC |  | 60
1151590 | 1 | 1 | Low Voltage | Breaker | MCCB | TER | S160-NJ | 50 | 160 | 3 |  | 36 | 415 | FD |  |  |  | 36 | 82.8 |  | Fixed | MA | Mod_No | IEC |  | 60
1151591 | 1 | 1 | Low Voltage | Breaker | MCCB | TER | S160-NJ | 32 | 160 | 4 |  | 30 | 415 | FD |  |  |  | 25 | 69 |  | Dial adjustment | TMA | Mod_No | IEC |  | 60
1151592 | 1 | 1 | Low Voltage | Breaker | MCCB | TER | S160-NJ | 32 | 160 | 4 |  | 30 | 415 | FD |  |  |  | 25 | 69 |  | Fixed | MA | Mod_No | IEC |  | 60
1151593 | 1 | 1 | Low Voltage | Breaker | MCCB | TER | S160-NJ | 32 | 160 | 3 |  | 30 | 415 | FD |  |  |  | 25 | 69 |  | Dial adjustment | TMA | Mod_No | IEC |  | 60
1151594 | 1 | 1 | Low Voltage | Breaker | MCCB | TER | S160-NJ | 32 | 160 | 3 |  | 30 | 415 | FD |  |  |  | 25 | 69 |  | Fixed | MA | Mod_No | IEC |  | 60
1151595 | 1 | 1 | Low Voltage | Breaker | MCCB | TER | S160-NJ | 160 | 160 | 4 |  | 30 | 415 | FD |  |  |  | 25 | 69 |  | Dial adjustment | TMA | Mod_No | IEC |  | 60
1151596 | 1 | 1 | Low Voltage | Breaker | MCCB | TER | S160-NJ | 160 | 160 | 4 |  | 30 | 415 | FD |  |  |  | 25 | 69 |  | Fixed | MA | Mod_No | IEC |  | 60
1151597 | 1 | 1 | Low Voltage | Breaker | MCCB | TER | S160-NJ | 160 | 160 | 3 |  | 30 | 415 | FD |  |  |  | 25 | 69 |  | Dial adjustment | TMA | Mod_No | IEC |  | 60
1151598 | 1 | 1 | Low Voltage | Breaker | MCCB | TER | S160-NJ | 160 | 160 | 3 |  | 30 | 415 | FD |  |  |  | 25 | 69 |  | Fixed | MA | Mod_No | IEC |  | 60
1151599 | 1 | 1 | Low Voltage | Breaker | MCCB | TER | S160-NJ | 160 | 160 | 4 |  | 36 | 415 | FD |  |  |  | 36 | 82.8 |  | Fixed | MA | Mod_No | IEC |  | 60
1151600 | 1 | 1 | Low Voltage | Breaker | MCCB | TER | S160-NJ | 160 | 160 | 3 |  | 36 | 415 | FD |  |  |  | 36 | 82.8 |  | Fixed | MA | Mod_No | IEC |  | 60
1151601 | 1 | 1 | Low Voltage | Breaker | MCCB | TER | S160-NJ | 160 | 160 | 4 |  | 36 | 415 | FD |  |  |  | 36 | 82.8 |  | Dial adjustment | TMA | Mod_No | IEC |  | 60
1110304 | 1 | 1 | Low Voltage | Breaker | MCCB | TER | S160-NJ | 160 | 160 | 3 |  | 36 | 415 | FD |  |  |  | 36 | 82.8 |  | Dial adjustment | TMA | Mod_No | IEC |  | 60
1151602 | 1 | 1 | Low Voltage | Breaker | MCCB | TER | S160-NJ | 125 | 160 | 4 |  | 36 | 415 | FD |  |  |  | 36 | 82.8 |  | Fixed | MA | Mod_No | IEC |  | 60
1151603 | 1 | 1 | Low Voltage | Breaker | MCCB | TER | S160-NJ | 125 | 160 | 3 |  | 36 | 415 | FD |  |  |  | 36 | 82.8 |  | Fixed | MA | Mod_No | IEC |  | 60
1151604 | 1 | 1 | Low Voltage | Breaker | MCCB | TER | S160-NJ | 125 | 160 | 4 |  | 36 | 415 | FD |  |  |  | 36 | 82.8 |  | Dial adjustment | TMA | Mod_No | IEC |  | 60
1110303-J | 1 | 1 | Low Voltage | Breaker | MCCB | TER | S160-NJ | 125 | 160 | 3 |  | 36 | 415 | FD |  |  |  | 36 | 82.8 |  | Dial adjustment | TMA | Mod_No | IEC |  | 60
1151605 | 1 | 1 | Low Voltage | Breaker | MCCB | TER | S160-NJ | 100 | 160 | 4 |  | 36 | 415 | FD |  |  |  | 36 | 82.8 |  | Fixed | MA | Mod_No | IEC |  | 60
1151606 | 1 | 1 | Low Voltage | Breaker | MCCB | TER | S160-NJ | 100 | 160 | 3 |  | 36 | 415 | FD |  |  |  | 36 | 82.8 |  | Fixed | MA | Mod_No | IEC |  | 60
1151607 | 1 | 1 | Low Voltage | Breaker | MCCB | TER | S160-NJ | 100 | 160 | 4 |  | 36 | 415 | FD |  |  |  | 36 | 82.8 |  | Dial adjustment | TMA | Mod_No | IEC |  | 60
1110302 | 1 | 1 | Low Voltage | Breaker | MCCB | TER | S160-NJ | 100 | 160 | 3 |  | 36 | 415 | FD |  |  |  | 36 | 82.8 |  | Dial adjustment | TMA | Mod_No | IEC |  | 60
1070723-J | 1 | 1 | Low Voltage | Breaker | MCCB | TER | S160-NF | 80 | 160 | 1 |  | 25 | 240 | FD |  |  |  | 19 | 57.5 |  | Fixed | TMF | Mod_No | IEC |  | 60
1070719-J | 1 | 1 | Low Voltage | Breaker | MCCB | TER | S160-NF | 63 | 160 | 1 |  | 25 | 240 | FD |  |  |  | 19 | 57.5 |  | Fixed | TMF | Mod_No | IEC |  | 60
1070718-J | 1 | 1 | Low Voltage | Breaker | MCCB | TER | S160-NF | 50 | 160 | 1 |  | 25 | 240 | FD |  |  |  | 19 | 57.5 |  | Fixed | TMF | Mod_No | IEC |  | 60
1070724-J | 1 | 1 | Low Voltage | Breaker | MCCB | TER | S160-NF | 40 | 160 | 1 |  | 25 | 240 | FD |  |  |  | 19 | 57.5 |  | Fixed | TMF | Mod_No | IEC |  | 60
1070721-J | 1 | 1 | Low Voltage | Breaker | MCCB | TER | S160-NF | 32 | 160 | 1 |  | 25 | 240 | FD |  |  |  | 19 | 57.5 |  | Fixed | TMF | Mod_No | IEC |  | 60
1074375-J | 1 | 1 | Low Voltage | Breaker | MCCB | TER | S160-NF | 25 | 160 | 1 |  | 25 | 240 | FD |  |  |  | 19 | 57.5 |  | Fixed | TMF | Mod_No | IEC |  | 60
1151608 | 1 | 1 | Low Voltage | Breaker | MCCB | TER | S250-PE | 250 | 250 | 4 |  | 70 | 415 | FD |  |  |  | 19 | 161 |  | LCD window | AN | Mod_No | IEC |  | 60
1149485 | 1 | 1 | Low Voltage | Breaker | MCCB | TER | S250-PE | 250 | 250 | 4 |  | 70 | 415 | FD |  |  |  | 19 | 161 |  | LCD window | A | Mod_No | IEC |  | 60
1151609 | 1 | 1 | Low Voltage | Breaker | MCCB | TER | S250-PE | 250 | 250 | 4 |  | 70 | 415 | FD |  |  |  | 19 | 161 |  | LCD window | APN | Mod_No | IEC |  | 60
1151610 | 1 | 1 | Low Voltage | Breaker | MCCB | TER | S250-PE | 250 | 250 | 4 |  | 70 | 415 | FD |  |  |  | 19 | 161 |  | LCD window | AP | Mod_No | IEC |  | 60
1070725-J | 1 | 1 | Low Voltage | Breaker | MCCB | TER | S160-NF | 20 | 160 | 1 |  | 25 | 240 | FD |  |  |  | 19 | 57.5 |  | Fixed | TMF | Mod_No | IEC |  | 60
1070722-J | 1 | 1 | Low Voltage | Breaker | MCCB | TER | S160-NF | 16 | 160 | 1 |  | 25 | 240 | FD |  |  |  | 19 | 57.5 |  | Fixed | TMF | Mod_No | IEC |  | 60
1128700-J | 1 | 1 | Low Voltage | Breaker | MCCB | TER | S160-NF | 160 | 160 | 1 |  | 25 | 240 | FD |  |  |  | 19 | 57.5 |  | Fixed | TMF | Mod_No | IEC |  | 60
1151141 | 1 | 1 | Low Voltage | Breaker | MCCB | TER | S250-PE | 160 | 250 | 4 |  | 70 | 415 | FD |  |  |  | 19 | 161 |  | LCD window | ACN | Mod_Yes | IEC |  | 60
1151142 | 1 | 1 | Low Voltage | Breaker | MCCB | TER | S250-PE | 160 | 250 | 4 |  | 70 | 415 | FD |  |  |  | 19 | 161 |  | LCD window | A | Mod_Yes | IEC |  | 60
1151143 | 1 | 1 | Low Voltage | Breaker | MCCB | TER | S250-PE | 160 | 250 | 3 |  | 70 | 415 | FD |  |  |  | 19 | 161 |  | LCD window | ACPZ | Mod_Yes | IEC |  | 60
1074368-J | 1 | 1 | Low Voltage | Breaker | MCCB | TER | S160-NF | 125 | 160 | 1 |  | 25 | 240 | FD |  |  |  | 19 | 57.5 |  | Fixed | TMF | Mod_No | IEC |  | 60
1073806-J | 1 | 1 | Low Voltage | Breaker | MCCB | TER | S160-NF | 100 | 160 | 1 |  | 25 | 240 | FD |  |  |  | 19 | 57.5 |  | Fixed | TMF | Mod_No | IEC |  | 60
1151611 | 1 | 1 | Low Voltage | Breaker | MCCB | TER | S160-GJ | 63 | 160 | 4 |  | 65 | 415 | FD |  |  |  | 36 | 149.5 |  | Dial adjustment | TMA | Mod_No | IEC |  | 60
1151353 | 1 | 1 | Low Voltage | Breaker | MCCB | TER | S160-GJ | 63 | 160 | 4 |  | 65 | 415 | FD |  |  |  | 36 | 149.5 |  | Fixed | MA | Mod_No | IEC |  | 60
1151354 | 1 | 1 | Low Voltage | Breaker | MCCB | TER | S160-GJ | 63 | 160 | 3 |  | 65 | 415 | FD |  |  |  | 36 | 149.5 |  | Dial adjustment | TMA | Mod_No | IEC |  | 60
1151355 | 1 | 1 | Low Voltage | Breaker | MCCB | TER | S160-GJ | 63 | 160 | 3 |  | 65 | 415 | FD |  |  |  | 36 | 149.5 |  | Fixed | MA | Mod_No | IEC |  | 60
1151356 | 1 | 1 | Low Voltage | Breaker | MCCB | TER | S160-GJ | 50 | 160 | 4 |  | 65 | 415 | FD |  |  |  | 36 | 149.5 |  | Dial adjustment | TMA | Mod_No | IEC |  | 60
1151357 | 1 | 1 | Low Voltage | Breaker | MCCB | TER | S160-GJ | 50 | 160 | 4 |  | 65 | 415 | FD |  |  |  | 36 | 149.5 |  | Fixed | MA | Mod_No | IEC |  | 60
1151358 | 1 | 1 | Low Voltage | Breaker | MCCB | TER | S160-GJ | 50 | 160 | 3 |  | 65 | 415 | FD |  |  |  | 36 | 149.5 |  | Dial adjustment | TMA | Mod_No | IEC |  | 60
1151359 | 1 | 1 | Low Voltage | Breaker | MCCB | TER | S160-GJ | 50 | 160 | 3 |  | 65 | 415 | FD |  |  |  | 36 | 149.5 |  | Fixed | MA | Mod_No | IEC |  | 60
1151360 | 1 | 1 | Low Voltage | Breaker | MCCB | TER | S160-GJ | 160 | 160 | 4 |  | 65 | 415 | FD |  |  |  | 36 | 149.5 |  | Dial adjustment | TMA | Mod_No | IEC |  | 60
1151361 | 1 | 1 | Low Voltage | Breaker | MCCB | TER | S160-GJ | 160 | 160 | 4 |  | 65 | 415 | FD |  |  |  | 36 | 149.5 |  | Fixed | MA | Mod_No | IEC |  | 60
1150749 | 1 | 1 | Low Voltage | Breaker | MCCB | TER | S160-GJ | 160 | 160 | 3 |  | 65 | 415 | FD |  |  |  | 36 | 149.5 |  | Dial adjustment | TMA | Mod_No | IEC |  | 60
1151362 | 1 | 1 | Low Voltage | Breaker | MCCB | TER | S160-GJ | 160 | 160 | 3 |  | 65 | 415 | FD |  |  |  | 36 | 149.5 |  | Fixed | MA | Mod_No | IEC |  | 60
1151363 | 1 | 1 | Low Voltage | Breaker | MCCB | TER | S160-GJ | 125 | 160 | 4 |  | 65 | 415 | FD |  |  |  | 36 | 149.5 |  | Dial adjustment | TMA | Mod_No | IEC |  | 60
1151364 | 1 | 1 | Low Voltage | Breaker | MCCB | TER | S160-GJ | 125 | 160 | 4 |  | 65 | 415 | FD |  |  |  | 36 | 149.5 |  | Fixed | MA | Mod_No | IEC |  | 60
1151365 | 1 | 1 | Low Voltage | Breaker | MCCB | TER | S160-GJ | 125 | 160 | 3 |  | 65 | 415 | FD |  |  |  | 36 | 149.5 |  | Dial adjustment | TMA | Mod_No | IEC |  | 60
1151366 | 1 | 1 | Low Voltage | Breaker | MCCB | TER | S160-GJ | 125 | 160 | 3 |  | 65 | 415 | FD |  |  |  | 36 | 149.5 |  | Fixed | MA | Mod_No | IEC |  | 60
1151367 | 1 | 1 | Low Voltage | Breaker | MCCB | TER | S160-GJ | 100 | 160 | 4 |  | 65 | 415 | FD |  |  |  | 36 | 149.5 |  | Dial adjustment | TMA | Mod_No | IEC |  | 60
1151368 | 1 | 1 | Low Voltage | Breaker | MCCB | TER | S160-GJ | 100 | 160 | 4 |  | 65 | 415 | FD |  |  |  | 36 | 149.5 |  | Fixed | MA | Mod_No | IEC |  | 60
1151369 | 1 | 1 | Low Voltage | Breaker | MCCB | TER | S160-GJ | 100 | 160 | 3 |  | 65 | 415 | FD |  |  |  | 36 | 149.5 |  | Dial adjustment | TMA | Mod_No | IEC |  | 60
1151370 | 1 | 1 | Low Voltage | Breaker | MCCB | TER | S160-GJ | 100 | 160 | 3 |  | 65 | 415 | FD |  |  |  | 36 | 149.5 |  | Fixed | MA | Mod_No | IEC |  | 60
1151144 | 1 | 1 | Low Voltage | Breaker | MCCB | TER | S1600-SE | 1600 | 1600 | 4 |  | 50 | 415 | FD |  |  |  | 38 | 115 |  | LCD window | APN | Mod_No | IEC | 20 | 60
1151145 | 1 | 1 | Low Voltage | Breaker | MCCB | TER | S1600-SE | 1600 | 1600 | 4 |  | 50 | 415 | FD |  |  |  | 38 | 115 |  | LCD window | AGN | Mod_No | IEC | 20 | 60
1151146 | 1 | 1 | Low Voltage | Breaker | MCCB | TER | S1600-SE | 1600 | 1600 | 4 |  | 50 | 415 | FD |  |  |  | 38 | 115 |  | LCD window | AP | Mod_No | IEC | 20 | 60
1151147 | 1 | 1 | Low Voltage | Breaker | MCCB | TER | S1600-SE | 1600 | 1600 | 4 |  | 50 | 415 | FD |  |  |  | 38 | 115 |  | LCD window | AN | Mod_No | IEC | 20 | 60
1151148 | 1 | 1 | Low Voltage | Breaker | MCCB | TER | S1600-SE | 1600 | 1600 | 3 |  | 50 | 415 | FD |  |  |  | 38 | 115 |  | LCD window | AP | Mod_No | IEC | 20 | 60
1151371 | 1 | 1 | Low Voltage | Breaker | MCCB | TER | S1600-SE | 1600 | 1600 | 4 |  | 50 | 415 | FD |  |  |  | 38 | 115 |  | LCD window | APN | Mod_No | IEC | 20 | 60
1151372 | 1 | 1 | Low Voltage | Breaker | MCCB | TER | S1600-SE | 1600 | 1600 | 4 |  | 50 | 415 | FD |  |  |  | 38 | 115 |  | LCD window | APGN | Mod_No | IEC | 20 | 60
1151373 | 1 | 1 | Low Voltage | Breaker | MCCB | TER | S1600-SE | 1600 | 1600 | 4 |  | 50 | 415 | FD |  |  |  | 38 | 115 |  | LCD window | AP | Mod_No | IEC | 20 | 60
1151374 | 1 | 1 | Low Voltage | Breaker | MCCB | TER | S1600-SE | 1600 | 1600 | 4 |  | 50 | 415 | FD |  |  |  | 38 | 115 |  | LCD window | AN | Mod_No | IEC | 20 | 60
1124930 | 1 | 1 | Low Voltage | Breaker | MCCB | TER | S1600-SE | 1600 | 1600 | 4 |  | 50 | 415 | FD |  |  |  | 38 | 115 |  | LCD window | AGN | Mod_No | IEC | 20 | 60
1151375 | 1 | 1 | Low Voltage | Breaker | MCCB | TER | S1600-SE | 1600 | 1600 | 4 |  | 50 | 415 | FD |  |  |  | 38 | 115 |  | LCD window | A | Mod_No | IEC | 20 | 60
1143504 | 1 | 1 | Low Voltage | Breaker | MCCB | TER | S1600-SE | 1600 | 1600 | 4 |  | 50 | 415 | FD |  |  |  | 38 | 115 |  | LCD window | A | Mod_No | IEC | 20 | 60
1151149 | 1 | 1 | Low Voltage | Breaker | MCCB | TER | S1600-SE | 1600 | 1600 | 3 |  | 50 | 415 | FD |  |  |  | 38 | 115 |  | LCD window | APG | Mod_No | IEC | 20 | 60
1151376 | 1 | 1 | Low Voltage | Breaker | MCCB | TER | S1600-SE | 1600 | 1600 | 3 |  | 50 | 415 | FD |  |  |  | 38 | 115 |  | LCD window | APG | Mod_No | IEC | 20 | 60
1151377 | 1 | 1 | Low Voltage | Breaker | MCCB | TER | S1600-SE | 1600 | 1600 | 3 |  | 50 | 415 | FD |  |  |  | 38 | 115 |  | LCD window | AP | Mod_No | IEC | 20 | 60
1151150 | 1 | 1 | Low Voltage | Breaker | MCCB | TER | S1600-SE | 1600 | 1600 | 3 |  | 50 | 415 | FD |  |  |  | 38 | 115 |  | LCD window | AG | Mod_No | IEC | 20 | 60
1090285 | 1 | 1 | Low Voltage | Breaker | MCCB | TER | S1600-SE | 1600 | 1600 | 3 |  | 50 | 415 | FD |  |  |  | 38 | 115 |  | LCD window | AG | Mod_No | IEC | 20 | 60
1151378 | 1 | 1 | Low Voltage | Breaker | MCCB | TER | S1600-SE | 1600 | 1600 | 3 |  | 50 | 415 | FD |  |  |  | 38 | 115 |  | LCD window | A | Mod_No | IEC | 20 | 60
1077291 | 1 | 1 | Low Voltage | Breaker | MCCB | TER | S1600-SE | 1600 | 1600 | 3 |  | 50 | 415 | FD |  |  |  | 38 | 115 |  | LCD window | A | Mod_No | IEC | 20 | 60
1151151 | 1 | 1 | Low Voltage | Breaker | MCCB | TER | S1600-SE | 1600 | 1600 | 4 |  | 50 | 415 | FD |  |  |  | 38 | 115 |  | LCD window | APGN | Mod_No | IEC | 20 | 60
1151152 | 1 | 1 | Low Voltage | Breaker | MCCB | TER | S1600-NE | 1600 | 1600 | 4 |  | 85 | 415 | FD |  |  |  | 65 | 195.5 |  | LCD window | APN | Mod_No | IEC |  | 60
1151153 | 1 | 1 | Low Voltage | Breaker | MCCB | TER | S1600-NE | 1600 | 1600 | 4 |  | 85 | 415 | FD |  |  |  | 65 | 195.5 |  | LCD window | AGN | Mod_No | IEC |  | 60
1151154 | 1 | 1 | Low Voltage | Breaker | MCCB | TER | S1600-NE | 1600 | 1600 | 3 |  | 85 | 415 | FD |  |  |  | 65 | 195.5 |  | LCD window | APG | Mod_No | IEC |  | 60
1151155 | 1 | 1 | Low Voltage | Breaker | MCCB | TER | S1600-NE | 1600 | 1600 | 4 |  | 85 | 415 | FD |  |  |  | 65 | 195.5 |  | LCD window | AP | Mod_No | IEC |  | 60
1151156 | 1 | 1 | Low Voltage | Breaker | MCCB | TER | S1600-NE | 1600 | 1600 | 4 |  | 85 | 415 | FD |  |  |  | 65 | 195.5 |  | LCD window | AN | Mod_No | IEC |  | 60
1151157 | 1 | 1 | Low Voltage | Breaker | MCCB | TER | S1600-NE | 1600 | 1600 | 3 |  | 85 | 415 | FD |  |  |  | 65 | 195.5 |  | LCD window | AP | Mod_No | IEC |  | 60
1151158 | 1 | 1 | Low Voltage | Breaker | MCCB | TER | S1600-NE | 1600 | 1600 | 3 |  | 85 | 415 | FD |  |  |  | 65 | 195.5 |  | LCD window | AG | Mod_No | IEC |  | 60
1151159 | 1 | 1 | Low Voltage | Breaker | MCCB | TER | S1600-NE | 1600 | 1600 | 4 |  | 85 | 415 | FD |  |  |  | 65 | 195.5 |  | LCD window | APN | Mod_No | IEC |  | 60
1151160 | 1 | 1 | Low Voltage | Breaker | MCCB | TER | S1600-NE | 1600 | 1600 | 4 |  | 85 | 415 | FD |  |  |  | 65 | 195.5 |  | LCD window | APGN | Mod_No | IEC |  | 60
1151379 | 1 | 1 | Low Voltage | Breaker | MCCB | TER | S1600-NE | 1600 | 1600 | 4 |  | 85 | 415 | FD |  |  |  | 65 | 195.5 |  | LCD window | AP | Mod_No | IEC |  | 60
1151380 | 1 | 1 | Low Voltage | Breaker | MCCB | TER | S1600-NE | 1600 | 1600 | 4 |  | 85 | 415 | FD |  |  |  | 65 | 195.5 |  | LCD window | AN | Mod_No | IEC |  | 60
1143505 | 1 | 1 | Low Voltage | Breaker | MCCB | TER | S1600-NE | 1600 | 1600 | 4 |  | 85 | 415 | FD |  |  |  | 65 | 195.5 |  | LCD window | AGN | Mod_No | IEC |  | 60
1151381 | 1 | 1 | Low Voltage | Breaker | MCCB | TER | S1600-NE | 1600 | 1600 | 4 |  | 85 | 415 | FD |  |  |  | 65 | 195.5 |  | LCD window | A | Mod_No | IEC |  | 60
1055991 | 1 | 1 | Low Voltage | Breaker | MCCB | TER | S1600-NE | 1600 | 1600 | 4 |  | 85 | 415 | FD |  |  |  | 65 | 195.5 |  | LCD window | A | Mod_No | IEC |  | 60
1151382 | 1 | 1 | Low Voltage | Breaker | MCCB | TER | S1600-NE | 1600 | 1600 | 3 |  | 85 | 415 | FD |  |  |  | 65 | 195.5 |  | LCD window | APG | Mod_No | IEC |  | 60
1151383 | 1 | 1 | Low Voltage | Breaker | MCCB | TER | S1600-NE | 1600 | 1600 | 3 |  | 85 | 415 | FD |  |  |  | 65 | 195.5 |  | LCD window | AP | Mod_No | IEC |  | 60
1151384 | 1 | 1 | Low Voltage | Breaker | MCCB | TER | S1600-NE | 1600 | 1600 | 3 |  | 85 | 415 | FD |  |  |  | 65 | 195.5 |  | LCD window | AG | Mod_No | IEC |  | 60
1151385 | 1 | 1 | Low Voltage | Breaker | MCCB | TER | S1600-NE | 1600 | 1600 | 3 |  | 85 | 415 | FD |  |  |  | 65 | 195.5 |  | LCD window | A | Mod_No | IEC |  | 60
1055990 | 1 | 1 | Low Voltage | Breaker | MCCB | TER | S1600-NE | 1600 | 1600 | 3 |  | 85 | 415 | FD |  |  |  | 65 | 195.5 |  | LCD window | A | Mod_No | IEC |  | 60
1151161 | 1 | 1 | Low Voltage | Breaker | MCCB | TER | S1600-NE | 1600 | 1600 | 4 |  | 85 | 415 | FD |  |  |  | 65 | 195.5 |  | LCD window | APGN | Mod_No | IEC |  | 60
1139338-J | 1 | 1 | Low Voltage | Breaker | MCCB | TER | S125-NJ | 63 | 125 | 4 |  | 36 | 415 | FD |  |  |  | 36 | 82.8 |  | Dial adjustment | TMD | Mod_No | IEC |  | 60
1151386 | 1 | 1 | Low Voltage | Breaker | MCCB | TER | S125-NJ | 63 | 125 | 4 |  | 36 | 415 | FD |  |  |  | 36 | 82.8 |  | Fixed | MA | Mod_No | IEC |  | 60
1090208-J | 1 | 1 | Low Voltage | Breaker | MCCB | TER | S125-NJ | 63 | 125 | 3 |  | 36 | 415 | FD |  |  |  | 36 | 82.8 |  | Dial adjustment | TMD | Mod_No | IEC |  | 60
1074380-J | 1 | 1 | Low Voltage | Breaker | MCCB | TER | S125-NJ | 63 | 125 | 3 |  | 36 | 415 | FD |  |  |  | 36 | 82.8 |  | Fixed | MA | Mod_No | IEC |  | 60
1139337-J | 1 | 1 | Low Voltage | Breaker | MCCB | TER | S125-NJ | 50 | 125 | 4 |  | 36 | 415 | FD |  |  |  | 36 | 82.8 |  | Dial adjustment | TMD | Mod_No | IEC |  | 60
1151387 | 1 | 1 | Low Voltage | Breaker | MCCB | TER | S125-NJ | 50 | 125 | 4 |  | 36 | 415 | FD |  |  |  | 36 | 82.8 |  | Fixed | MA | Mod_No | IEC |  | 60
1090207-J | 1 | 1 | Low Voltage | Breaker | MCCB | TER | S125-NJ | 50 | 125 | 3 |  | 36 | 415 | FD |  |  |  | 36 | 82.8 |  | Dial adjustment | TMD | Mod_No | IEC |  | 60
1074381-J | 1 | 1 | Low Voltage | Breaker | MCCB | TER | S125-NJ | 50 | 125 | 3 |  | 36 | 415 | FD |  |  |  | 36 | 82.8 |  | Fixed | MA | Mod_No | IEC |  | 60
1139336-J | 1 | 1 | Low Voltage | Breaker | MCCB | TER | S125-NJ | 32 | 125 | 4 |  | 36 | 415 | FD |  |  |  | 36 | 82.8 |  | Dial adjustment | TMD | Mod_No | IEC |  | 60
1151388 | 1 | 1 | Low Voltage | Breaker | MCCB | TER | S125-NJ | 32 | 125 | 4 |  | 36 | 415 | FD |  |  |  | 36 | 82.8 |  | Fixed | MA | Mod_No | IEC |  | 60
1090209-J | 1 | 1 | Low Voltage | Breaker | MCCB | TER | S125-NJ | 32 | 125 | 3 |  | 36 | 415 | FD |  |  |  | 36 | 82.8 |  | Dial adjustment | TMD | Mod_No | IEC |  | 60
1074382-J | 1 | 1 | Low Voltage | Breaker | MCCB | TER | S125-NJ | 32 | 125 | 3 |  | 36 | 415 | FD |  |  |  | 36 | 82.8 |  | Fixed | MA | Mod_No | IEC |  | 60
1139335-J | 1 | 1 | Low Voltage | Breaker | MCCB | TER | S125-NJ | 20 | 125 | 4 |  | 36 | 415 | FD |  |  |  | 36 | 82.8 |  | Dial adjustment | TMD | Mod_No | IEC |  | 60
1151389 | 1 | 1 | Low Voltage | Breaker | MCCB | TER | S125-NJ | 20 | 125 | 4 |  | 36 | 415 | FD |  |  |  | 36 | 82.8 |  | Fixed | MA | Mod_No | IEC |  | 60
1090206-J | 1 | 1 | Low Voltage | Breaker | MCCB | TER | S125-NJ | 20 | 125 | 3 |  | 36 | 415 | FD |  |  |  | 36 | 82.8 |  | Dial adjustment | TMD | Mod_No | IEC |  | 60
1074383-J | 1 | 1 | Low Voltage | Breaker | MCCB | TER | S125-NJ | 20 | 125 | 3 |  | 36 | 415 | FD |  |  |  | 36 | 82.8 |  | Fixed | MA | Mod_No | IEC |  | 60
1139550-J | 1 | 1 | Low Voltage | Breaker | MCCB | TER | S125-NJ | 125 | 125 | 4 |  | 36 | 415 | FD |  |  |  | 36 | 82.8 |  | Dial adjustment | TMD | Mod_No | IEC |  | 60
1151390 | 1 | 1 | Low Voltage | Breaker | MCCB | TER | S125-NJ | 125 | 125 | 4 |  | 36 | 415 | FD |  |  |  | 36 | 82.8 |  | Fixed | MA | Mod_No | IEC |  | 60
1090247-J | 1 | 1 | Low Voltage | Breaker | MCCB | TER | S125-NJ | 125 | 125 | 3 |  | 36 | 415 | FD |  |  |  | 36 | 82.8 |  | Dial adjustment | TMD | Mod_No | IEC |  | 60
1074378-J | 1 | 1 | Low Voltage | Breaker | MCCB | TER | S125-NJ | 125 | 125 | 3 |  | 36 | 415 | FD |  |  |  | 36 | 82.8 |  | Fixed | MA | Mod_No | IEC |  | 60
1139339-J | 1 | 1 | Low Voltage | Breaker | MCCB | TER | S125-NJ | 100 | 125 | 4 |  | 36 | 415 | FD |  |  |  | 36 | 82.8 |  | Dial adjustment | TMD | Mod_No | IEC |  | 60
1151391 | 1 | 1 | Low Voltage | Breaker | MCCB | TER | S125-NJ | 100 | 125 | 4 |  | 36 | 415 | FD |  |  |  | 36 | 82.8 |  | Fixed | MA | Mod_No | IEC |  | 60
1088048-J | 1 | 1 | Low Voltage | Breaker | MCCB | TER | S125-NJ | 100 | 125 | 3 |  | 36 | 415 | FD |  |  |  | 36 | 82.8 |  | Dial adjustment | TMD | Mod_No | IEC |  | 60
1074379-J | 1 | 1 | Low Voltage | Breaker | MCCB | TER | S125-NJ | 100 | 125 | 3 |  | 36 | 415 | FD |  |  |  | 36 | 82.8 |  | Fixed | MA | Mod_No | IEC |  | 60
1049162-J | 1 | 1 | Low Voltage | Breaker | MCCB | TER | S125-GJ | 63 | 125 | 4 |  | 65 | 415 | FD |  |  |  | 36 | 149.5 |  | Dial adjustment | TMD | Mod_No | IEC |  | 60
1151392 | 1 | 1 | Low Voltage | Breaker | MCCB | TER | S125-GJ | 63 | 125 | 4 |  | 65 | 415 | FD |  |  |  | 36 | 149.5 |  | Fixed | MA | Mod_No | IEC |  | 60
1049151-J | 1 | 1 | Low Voltage | Breaker | MCCB | TER | S125-GJ | 63 | 125 | 3 |  | 65 | 415 | FD |  |  |  | 36 | 149.5 |  | Dial adjustment | TMD | Mod_No | IEC |  | 60
1127837-J | 1 | 1 | Low Voltage | Breaker | MCCB | TER | S125-GJ | 63 | 125 | 3 |  | 65 | 415 | FD |  |  |  | 36 | 149.5 |  | Fixed | MA | Mod_No | IEC |  | 60
1049161-J | 1 | 1 | Low Voltage | Breaker | MCCB | TER | S125-GJ | 50 | 125 | 4 |  | 65 | 415 | FD |  |  |  | 36 | 149.5 |  | Dial adjustment | TMD | Mod_No | IEC |  | 60
1151393 | 1 | 1 | Low Voltage | Breaker | MCCB | TER | S125-GJ | 50 | 125 | 4 |  | 65 | 415 | FD |  |  |  | 36 | 149.5 |  | Fixed | MA | Mod_No | IEC |  | 60
1049150-J | 1 | 1 | Low Voltage | Breaker | MCCB | TER | S125-GJ | 50 | 125 | 3 |  | 65 | 415 | FD |  |  |  | 36 | 149.5 |  | Dial adjustment | TMD | Mod_No | IEC |  | 60
1127836-J | 1 | 1 | Low Voltage | Breaker | MCCB | TER | S125-GJ | 50 | 125 | 3 |  | 65 | 415 | FD |  |  |  | 36 | 149.5 |  | Fixed | MA | Mod_No | IEC |  | 60
1065176-J | 1 | 1 | Low Voltage | Breaker | MCCB | TER | S125-GJ | 32 | 125 | 4 |  | 65 | 415 | FD |  |  |  | 36 | 149.5 |  | Dial adjustment | TMD | Mod_No | IEC |  | 60
1151394 | 1 | 1 | Low Voltage | Breaker | MCCB | TER | S125-GJ | 32 | 125 | 4 |  | 65 | 415 | FD |  |  |  | 36 | 149.5 |  | Fixed | MA | Mod_No | IEC |  | 60
1049116-J | 1 | 1 | Low Voltage | Breaker | MCCB | TER | S125-GJ | 32 | 125 | 3 |  | 65 | 415 | FD |  |  |  | 36 | 149.5 |  | Dial adjustment | TMD | Mod_No | IEC |  | 60
1127835-J | 1 | 1 | Low Voltage | Breaker | MCCB | TER | S125-GJ | 32 | 125 | 3 |  | 65 | 415 | FD |  |  |  | 36 | 149.5 |  | Fixed | MA | Mod_No | IEC |  | 60
1056267-J | 1 | 1 | Low Voltage | Breaker | MCCB | TER | S125-GJ | 20 | 125 | 4 |  | 65 | 415 | FD |  |  |  | 36 | 149.5 |  | Dial adjustment | TMD | Mod_No | IEC |  | 60
1151395 | 1 | 1 | Low Voltage | Breaker | MCCB | TER | S125-GJ | 20 | 125 | 4 |  | 65 | 415 | FD |  |  |  | 36 | 149.5 |  | Fixed | MA | Mod_No | IEC |  | 60
1056268-J | 1 | 1 | Low Voltage | Breaker | MCCB | TER | S125-GJ | 20 | 125 | 3 |  | 65 | 415 | FD |  |  |  | 36 | 149.5 |  | Dial adjustment | TMD | Mod_No | IEC |  | 60
1127834-J | 1 | 1 | Low Voltage | Breaker | MCCB | TER | S125-GJ | 20 | 125 | 3 |  | 65 | 415 | FD |  |  |  | 36 | 149.5 |  | Fixed | MA | Mod_No | IEC |  | 60
1049164-J | 1 | 1 | Low Voltage | Breaker | MCCB | TER | S125-GJ | 125 | 125 | 4 |  | 65 | 415 | FD |  |  |  | 36 | 149.5 |  | Dial adjustment | TMD | Mod_No | IEC |  | 60
1151396 | 1 | 1 | Low Voltage | Breaker | MCCB | TER | S125-GJ | 125 | 125 | 4 |  | 65 | 415 | FD |  |  |  | 36 | 149.5 |  | Fixed | MA | Mod_No | IEC |  | 60
1049153-J | 1 | 1 | Low Voltage | Breaker | MCCB | TER | S125-GJ | 125 | 125 | 3 |  | 65 | 415 | FD |  |  |  | 36 | 149.5 |  | Dial adjustment | TMD | Mod_No | IEC |  | 60
1127838-J | 1 | 1 | Low Voltage | Breaker | MCCB | TER | S125-GJ | 125 | 125 | 3 |  | 65 | 415 | FD |  |  |  | 36 | 149.5 |  | Fixed | MA | Mod_No | IEC |  | 60
1049163-J | 1 | 1 | Low Voltage | Breaker | MCCB | TER | S125-GJ | 100 | 125 | 4 |  | 65 | 415 | FD |  |  |  | 36 | 149.5 |  | Dial adjustment | TMD | Mod_No | IEC |  | 60
1151518 | 1 | 1 | Low Voltage | Breaker | MCCB | TER | S125-GJ | 100 | 125 | 4 |  | 65 | 415 | FD |  |  |  | 36 | 149.5 |  | Fixed | MA | Mod_No | IEC |  | 60
1049152-J | 1 | 1 | Low Voltage | Breaker | MCCB | TER | S125-GJ | 100 | 125 | 3 |  | 65 | 415 | FD |  |  |  | 36 | 149.5 |  | Dial adjustment | TMD | Mod_No | IEC |  | 60
1139167-J | 1 | 1 | Low Voltage | Breaker | MCCB | TER | S125-GJ | 100 | 125 | 3 |  | 65 | 415 | FD |  |  |  | 36 | 149.5 |  | Fixed | MA | Mod_No | IEC |  | 60
1151519 | 1 | 1 | Low Voltage | Breaker | MCCB | TER | S1250-SE | 1250 | 1250 | 4 |  | 50 | 415 | FD |  |  |  | 38 | 115 |  | LCD window | APN | Mod_No | IEC | 15 | 60
1151520 | 1 | 1 | Low Voltage | Breaker | MCCB | TER | S1250-SE | 1250 | 1250 | 4 |  | 50 | 415 | FD |  |  |  | 38 | 115 |  | LCD window | APGN | Mod_No | IEC | 15 | 60
1151521 | 1 | 1 | Low Voltage | Breaker | MCCB | TER | S1250-SE | 1250 | 1250 | 4 |  | 50 | 415 | FD |  |  |  | 38 | 115 |  | LCD window | AP | Mod_No | IEC | 15 | 60
1151522 | 1 | 1 | Low Voltage | Breaker | MCCB | TER | S1250-SE | 1250 | 1250 | 4 |  | 50 | 415 | FD |  |  |  | 38 | 115 |  | LCD window | AN | Mod_No | IEC | 15 | 60
1124931 | 1 | 1 | Low Voltage | Breaker | MCCB | TER | S1250-SE | 1250 | 1250 | 4 |  | 50 | 415 | FD |  |  |  | 38 | 115 |  | LCD window | AGN | Mod_No | IEC | 15 | 60
1143502 | 1 | 1 | Low Voltage | Breaker | MCCB | TER | S1250-SE | 1250 | 1250 | 4 |  | 50 | 415 | FD |  |  |  | 38 | 115 |  | LCD window | A | Mod_No | IEC | 15 | 60
1151523 | 1 | 1 | Low Voltage | Breaker | MCCB | TER | S1250-SE | 1250 | 1250 | 3 |  | 50 | 415 | FD |  |  |  | 38 | 115 |  | LCD window | APG | Mod_No | IEC | 15 | 60
1151524 | 1 | 1 | Low Voltage | Breaker | MCCB | TER | S1250-SE | 1250 | 1250 | 3 |  | 50 | 415 | FD |  |  |  | 38 | 115 |  | LCD window | AP | Mod_No | IEC | 15 | 60
1090282 | 1 | 1 | Low Voltage | Breaker | MCCB | TER | S1250-SE | 1250 | 1250 | 3 |  | 50 | 415 | FD |  |  |  | 38 | 115 |  | LCD window | AG | Mod_No | IEC | 15 | 60
1104327 | 1 | 1 | Low Voltage | Breaker | MCCB | TER | S1250-SE | 1250 | 1250 | 3 |  | 50 | 415 | FD |  |  |  | 38 | 115 |  | LCD window | A | Mod_No | IEC | 15 | 60
1151525 | 1 | 1 | Low Voltage | Breaker | MCCB | TER | S1250-NE | 1250 | 1250 | 4 |  | 70 | 415 | FD |  |  |  | 50 | 161 |  | LCD window | APN | Mod_No | IEC | 15 | 60
1151526 | 1 | 1 | Low Voltage | Breaker | MCCB | TER | S1250-NE | 1250 | 1250 | 4 |  | 70 | 415 | FD |  |  |  | 50 | 161 |  | LCD window | APGN | Mod_No | IEC | 15 | 60
1151527 | 1 | 1 | Low Voltage | Breaker | MCCB | TER | S1250-NE | 1250 | 1250 | 4 |  | 70 | 415 | FD |  |  |  | 50 | 161 |  | LCD window | AP | Mod_No | IEC | 15 | 60
1151528 | 1 | 1 | Low Voltage | Breaker | MCCB | TER | S1250-NE | 1250 | 1250 | 4 |  | 70 | 415 | FD |  |  |  | 50 | 161 |  | LCD window | AN | Mod_No | IEC | 15 | 60
1143503 | 1 | 1 | Low Voltage | Breaker | MCCB | TER | S1250-NE | 1250 | 1250 | 4 |  | 70 | 415 | FD |  |  |  | 50 | 161 |  | LCD window | AGN | Mod_No | IEC | 15 | 60
1049171 | 1 | 1 | Low Voltage | Breaker | MCCB | TER | S1250-NE | 1250 | 1250 | 4 |  | 70 | 415 | FD |  |  |  | 50 | 161 |  | LCD window | A | Mod_No | IEC | 15 | 60
1151529 | 1 | 1 | Low Voltage | Breaker | MCCB | TER | S1250-NE | 1250 | 1250 | 3 |  | 70 | 415 | FD |  |  |  | 50 | 161 |  | LCD window | APG | Mod_No | IEC | 15 | 60
1151530 | 1 | 1 | Low Voltage | Breaker | MCCB | TER | S1250-NE | 1250 | 1250 | 3 |  | 70 | 415 | FD |  |  |  | 50 | 161 |  | LCD window | AP | Mod_No | IEC | 15 | 60
1151531 | 1 | 1 | Low Voltage | Breaker | MCCB | TER | S1250-NE | 1250 | 1250 | 3 |  | 70 | 415 | FD |  |  |  | 50 | 161 |  | LCD window | AG | Mod_No | IEC | 15 | 60
1049160 | 1 | 1 | Low Voltage | Breaker | MCCB | TER | S1250-NE | 1250 | 1250 | 3 |  | 70 | 415 | FD |  |  |  | 50 | 161 |  | LCD window | A | Mod_No | IEC | 15 | 60
1151532 | 1 | 1 | Low Voltage | Breaker | MCCB | TER | S1250-GE | 1250 | 1250 | 4 |  | 85 | 415 | FD |  |  |  | 65 | 195.5 |  | LCD window | APN | Mod_No | IEC | 15 | 60
1151533 | 1 | 1 | Low Voltage | Breaker | MCCB | TER | S1250-GE | 1250 | 1250 | 4 |  | 85 | 415 | FD |  |  |  | 65 | 195.5 |  | LCD window | APGN | Mod_No | IEC | 15 | 60
1151534 | 1 | 1 | Low Voltage | Breaker | MCCB | TER | S1250-GE | 1250 | 1250 | 4 |  | 85 | 415 | FD |  |  |  | 65 | 195.5 |  | LCD window | AP | Mod_No | IEC | 15 | 60
1151535 | 1 | 1 | Low Voltage | Breaker | MCCB | TER | S1250-GE | 1250 | 1250 | 4 |  | 85 | 415 | FD |  |  |  | 65 | 195.5 |  | LCD window | AN | Mod_No | IEC | 15 | 60
1151536 | 1 | 1 | Low Voltage | Breaker | MCCB | TER | S1250-GE | 1250 | 1250 | 4 |  | 85 | 415 | FD |  |  |  | 65 | 195.5 |  | LCD window | AGN | Mod_No | IEC | 15 | 60
1151537 | 1 | 1 | Low Voltage | Breaker | MCCB | TER | S1250-GE | 1250 | 1250 | 4 |  | 85 | 415 | FD |  |  |  | 65 | 195.5 |  | LCD window | A | Mod_No | IEC | 15 | 60
1151538 | 1 | 1 | Low Voltage | Breaker | MCCB | TER | S1250-GE | 1250 | 1250 | 3 |  | 85 | 415 | FD |  |  |  | 65 | 195.5 |  | LCD window | APG | Mod_No | IEC | 15 | 60
1151539 | 1 | 1 | Low Voltage | Breaker | MCCB | TER | S1250-GE | 1250 | 1250 | 3 |  | 85 | 415 | FD |  |  |  | 65 | 195.5 |  | LCD window | AP | Mod_No | IEC | 15 | 60
1114669 | 1 | 1 | Low Voltage | Breaker | MCCB | TER | S1250-GE | 1250 | 1250 | 3 |  | 85 | 415 | FD |  |  |  | 65 | 195.5 |  | LCD window | AG | Mod_No | IEC | 15 | 60
1065287 | 1 | 1 | Low Voltage | Breaker | MCCB | TER | S1250-GE | 1250 | 1250 | 3 |  | 85 | 415 | FD |  |  |  | 65 | 195.5 |  | LCD window | A | Mod_No | IEC | 15 | 60
1151162 | 1 | 1 | Low Voltage | Breaker | MCCB | TER | S1000-SE | 1000 | 1000 | 4 |  | 50 | 415 | FD |  |  |  | 38 | 115 |  | LCD backlight | AGN | Mod_No | IEC |  | 60
1151163 | 1 | 1 | Low Voltage | Breaker | MCCB | TER | S1000-SE | 1000 | 1000 | 4 |  | 50 | 415 | FD |  |  |  | 38 | 115 |  | LCD backlight | AP | Mod_No | IEC |  | 60
1151164 | 1 | 1 | Low Voltage | Breaker | MCCB | TER | S1000-SE | 1000 | 1000 | 3 |  | 50 | 415 | FD |  |  |  | 38 | 115 |  | LCD backlight | AP | Mod_No | IEC |  | 60
1151165 | 1 | 1 | Low Voltage | Breaker | MCCB | TER | S1000-SE | 1000 | 1000 | 3 |  | 50 | 415 | FD |  |  |  | 38 | 115 |  | LCD backlight | AG | Mod_No | IEC |  | 60
1151166 | 1 | 1 | Low Voltage | Breaker | MCCB | TER | S1000-SE | 1000 | 1000 | 4 |  | 50 | 415 | FD |  |  |  | 38 | 115 |  | LCD backlight | A | Mod_No | IEC |  | 60
1151167 | 1 | 1 | Low Voltage | Breaker | MCCB | TER | S1000-SE | 1000 | 1000 | 3 |  | 50 | 415 | FD |  |  |  | 38 | 115 |  | LCD backlight | A | Mod_No | IEC |  | 60
1151540 | 1 | 1 | Low Voltage | Breaker | MCCB | TER | S1000-SE | 1000 | 1000 | 4 |  | 50 | 415 | FD |  |  |  | 38 | 115 |  | LCD window | APN | Mod_No | IEC |  | 60
1151541 | 1 | 1 | Low Voltage | Breaker | MCCB | TER | S1000-SE | 1000 | 1000 | 4 |  | 50 | 415 | FD |  |  |  | 38 | 115 |  | LCD window | APGN | Mod_No | IEC |  | 60
1151542 | 1 | 1 | Low Voltage | Breaker | MCCB | TER | S1000-SE | 1000 | 1000 | 4 |  | 50 | 415 | FD |  |  |  | 38 | 115 |  | LCD window | AP | Mod_No | IEC |  | 60
1151543 | 1 | 1 | Low Voltage | Breaker | MCCB | TER | S1000-SE | 1000 | 1000 | 4 |  | 50 | 415 | FD |  |  |  | 38 | 115 |  | LCD window | AN | Mod_No | IEC |  | 60
1143500 | 1 | 1 | Low Voltage | Breaker | MCCB | TER | S1000-SE | 1000 | 1000 | 4 |  | 50 | 415 | FD |  |  |  | 38 | 115 |  | LCD window | AGN | Mod_No | IEC |  | 60
1143499 | 1 | 1 | Low Voltage | Breaker | MCCB | TER | S1000-SE | 1000 | 1000 | 4 |  | 50 | 415 | FD |  |  |  | 38 | 115 |  | LCD window | A | Mod_No | IEC |  | 60
1151544 | 1 | 1 | Low Voltage | Breaker | MCCB | TER | S1000-SE | 1000 | 1000 | 3 |  | 50 | 415 | FD |  |  |  | 38 | 115 |  | LCD window | APG | Mod_No | IEC |  | 60
1151545 | 1 | 1 | Low Voltage | Breaker | MCCB | TER | S1000-SE | 1000 | 1000 | 3 |  | 50 | 415 | FD |  |  |  | 38 | 115 |  | LCD window | AP | Mod_No | IEC |  | 60
1140907 | 1 | 1 | Low Voltage | Breaker | MCCB | TER | S1000-SE | 1000 | 1000 | 3 |  | 50 | 415 | FD |  |  |  | 38 | 115 |  | LCD window | AG | Mod_No | IEC |  | 60
1090277 | 1 | 1 | Low Voltage | Breaker | MCCB | TER | S1000-SE | 1000 | 1000 | 3 |  | 50 | 415 | FD |  |  |  | 38 | 115 |  | LCD window | A | Mod_No | IEC |  | 60
1151168 | 1 | 1 | Low Voltage | Breaker | MCCB | TER | S1000-SE | 1000 | 1000 | 3 |  | 50 | 415 | FD |  |  |  | 38 | 115 |  | LCD backlight | APGNSCWH | Mod_Yes | IEC |  | 60
1151169 | 1 | 1 | Low Voltage | Breaker | MCCB | TER | S1000-SE | 1000 | 1000 | 4 |  | 50 | 415 | FD |  |  |  | 38 | 115 |  | LCD backlight | APGNS | Mod_No | IEC |  | 60
1151170 | 1 | 1 | Low Voltage | Breaker | MCCB | TER | S1000-SE | 1000 | 1000 | 4 |  | 50 | 415 | FD |  |  |  | 38 | 115 |  | LCD backlight | APCWH | Mod_Yes | IEC |  | 60
1151171 | 1 | 1 | Low Voltage | Breaker | MCCB | TER | S1000-SE | 1000 | 1000 | 3 |  | 50 | 415 | FD |  |  |  | 38 | 115 |  | LCD backlight | APGSCWH | Mod_Yes | IEC |  | 60
1151172 | 1 | 1 | Low Voltage | Breaker | MCCB | TER | S1000-SE | 1000 | 1000 | 3 |  | 50 | 415 | FD |  |  |  | 38 | 115 |  | LCD backlight | APGS | Mod_No | IEC |  | 60
1151173 | 1 | 1 | Low Voltage | Breaker | MCCB | TER | S1000-SE | 1000 | 1000 | 3 |  | 50 | 415 | FD |  |  |  | 38 | 115 |  | LCD backlight | APCWH | Mod_Yes | IEC |  | 60
1151174 | 1 | 1 | Low Voltage | Breaker | MCCB | TER | S1000-NE | 1000 | 1000 | 4 |  | 70 | 415 | FD |  |  |  | 50 | 161 |  | LCD backlight | AGN | Mod_No | IEC |  | 60
1151096 | 1 | 1 | Low Voltage | Breaker | MCCB | TER | S1000-NE | 1000 | 1000 | 4 |  | 70 | 415 | FD |  |  |  | 50 | 161 |  | LCD backlight | AP | Mod_No | IEC |  | 60
1151097 | 1 | 1 | Low Voltage | Breaker | MCCB | TER | S1000-NE | 1000 | 1000 | 3 |  | 70 | 415 | FD |  |  |  | 50 | 161 |  | LCD backlight | AP | Mod_No | IEC |  | 60
1151098 | 1 | 1 | Low Voltage | Breaker | MCCB | TER | S1000-NE | 1000 | 1000 | 3 |  | 70 | 415 | FD |  |  |  | 50 | 161 |  | LCD backlight | AG | Mod_No | IEC |  | 60
1151546 | 1 | 1 | Low Voltage | Breaker | MCCB | TER | S1000-NE | 1000 | 1000 | 4 |  | 70 | 415 | FD |  |  |  | 50 | 161 |  | LCD window | APN | Mod_No | IEC |  | 60
1151547 | 1 | 1 | Low Voltage | Breaker | MCCB | TER | S1000-NE | 1000 | 1000 | 4 |  | 70 | 415 | FD |  |  |  | 50 | 161 |  | LCD window | APGN | Mod_No | IEC |  | 60
1151548 | 1 | 1 | Low Voltage | Breaker | MCCB | TER | S1000-NE | 1000 | 1000 | 4 |  | 70 | 415 | FD |  |  |  | 50 | 161 |  | LCD window | AP | Mod_No | IEC |  | 60
1151549 | 1 | 1 | Low Voltage | Breaker | MCCB | TER | S1000-NE | 1000 | 1000 | 4 |  | 70 | 415 | FD |  |  |  | 50 | 161 |  | LCD window | AN | Mod_No | IEC |  | 60
1143501 | 1 | 1 | Low Voltage | Breaker | MCCB | TER | S1000-NE | 1000 | 1000 | 4 |  | 70 | 415 | FD |  |  |  | 50 | 161 |  | LCD window | AGN | Mod_No | IEC |  | 60
1058691 | 1 | 1 | Low Voltage | Breaker | MCCB | TER | S1000-NE | 1000 | 1000 | 4 |  | 70 | 415 | FD |  |  |  | 50 | 161 |  | LCD window | A | Mod_No | IEC |  | 60
1151550 | 1 | 1 | Low Voltage | Breaker | MCCB | TER | S1000-NE | 1000 | 1000 | 3 |  | 70 | 415 | FD |  |  |  | 50 | 161 |  | LCD window | APG | Mod_No | IEC |  | 60
1151551 | 1 | 1 | Low Voltage | Breaker | MCCB | TER | S1000-NE | 1000 | 1000 | 3 |  | 70 | 415 | FD |  |  |  | 50 | 161 |  | LCD window | AP | Mod_No | IEC |  | 60
1140906 | 1 | 1 | Low Voltage | Breaker | MCCB | TER | S1000-NE | 1000 | 1000 | 3 |  | 70 | 415 | FD |  |  |  | 50 | 161 |  | LCD window | AG | Mod_No | IEC |  | 60
1058690 | 1 | 1 | Low Voltage | Breaker | MCCB | TER | S1000-NE | 1000 | 1000 | 3 |  | 70 | 415 | FD |  |  |  | 50 | 161 |  | LCD window | A | Mod_No | IEC |  | 60
1151099 | 1 | 1 | Low Voltage | Breaker | MCCB | TER | S1000-NE | 1000 | 1000 | 3 |  | 70 | 415 | FD |  |  |  | 50 | 161 |  | LCD backlight | APGNSCWH | Mod_Yes | IEC |  | 60
1151120 | 1 | 1 | Low Voltage | Breaker | MCCB | TER | S1000-NE | 1000 | 1000 | 4 |  | 70 | 415 | FD |  |  |  | 50 | 161 |  | LCD backlight | APGNS | Mod_No | IEC |  | 60
1151121 | 1 | 1 | Low Voltage | Breaker | MCCB | TER | S1000-NE | 1000 | 1000 | 4 |  | 70 | 415 | FD |  |  |  | 50 | 161 |  | LCD backlight | APCWH | Mod_Yes | IEC |  | 60
1151122 | 1 | 1 | Low Voltage | Breaker | MCCB | TER | S1000-NE | 1000 | 1000 | 3 |  | 70 | 415 | FD |  |  |  | 50 | 161 |  | LCD backlight | APGSCWH | Mod_Yes | IEC |  | 60
1151123 | 1 | 1 | Low Voltage | Breaker | MCCB | TER | S1000-NE | 1000 | 1000 | 3 |  | 70 | 415 | FD |  |  |  | 50 | 161 |  | LCD backlight | APGS | Mod_No | IEC |  | 60
1151124 | 1 | 1 | Low Voltage | Breaker | MCCB | TER | S1000-NE | 1000 | 1000 | 3 |  | 70 | 415 | FD |  |  |  | 50 | 161 |  | LCD backlight | APCWH | Mod_Yes | IEC |  | 60

## Sheet1
Supplier ordering number | (BIL)-Rated lightning impulse withstand voltage for MV products (kV) | (Hi-Pot)-Low frequency withstand for MV products (kV) | Product Dimension Height (mm) | Product Dimension Width (mm) | Product Dimension Depth (mm) | Total weight (gram) | Frame size for ACB | Terminal Connections- for ACB-MCCB | Connection capacity (mm²) | Country of origin
100000 |  |  | 85.1 | 17.4 | 71.9 | 118 |  |  | 16 | France
100017 |  |  | 85.1 | 17.4 | 71.9 | 118 |  |  | 16 | France
100024 |  |  | 85.1 | 17.4 | 71.9 | 118 |  |  | 16 | France
100031 |  |  | 85.1 | 17.4 | 71.9 | 118 |  |  | 16 | France
100048 |  |  | 85.1 | 17.4 | 71.9 | 118 |  |  | 16 | France
100055 |  |  | 85.1 | 17.4 | 71.9 | 118 |  |  | 16 | France
100062 |  |  | 85.1 | 17.4 | 71.9 | 118 |  |  | 16 | France
100079 |  |  | 85.1 | 17.4 | 71.9 | 118 |  |  | 16 | France
100086 |  |  | 85.1 | 17.4 | 71.9 | 118 |  |  | 16 | France
100093 |  |  | 85.1 | 34.8 | 73.6 | 237 |  |  | 16 | France
100109 |  |  | 85.1 | 34.8 | 73.6 | 237 |  |  | 16 | France
100116 |  |  | 85.1 | 34.8 | 73.6 | 237 |  |  | 16 | France
100123 |  |  | 85.1 | 34.8 | 73.6 | 237 |  |  | 16 | France
100130 |  |  | 85.1 | 34.8 | 73.6 | 237 |  |  | 16 | France
100147 |  |  | 85.1 | 34.8 | 73.6 | 237 |  |  | 16 | France
100154 |  |  | 85.1 | 34.8 | 73.6 | 237 |  |  | 16 | France
100161 |  |  | 85.1 | 34.8 | 73.6 | 237 |  |  | 16 | France
100178 |  |  | 85.1 | 34.8 | 73.6 | 237 |  |  | 16 | France
100185 |  |  | 85.1 | 52.2 | 73.6 | 354 |  |  | 16 | France
100192 |  |  | 85.1 | 52.2 | 73.6 | 354 |  |  | 16 | France
100208 |  |  | 85.1 | 52.2 | 73.6 | 354 |  |  | 16 | France
100215 |  |  | 85.1 | 52.2 | 73.6 | 354 |  |  | 16 | France
100222 |  |  | 85.1 | 52.2 | 73.6 | 354 |  |  | 16 | France
100239 |  |  | 85.1 | 52.2 | 73.6 | 354 |  |  | 16 | France
100246 |  |  | 85.1 | 52.2 | 73.6 | 354 |  |  | 16 | France
100253 |  |  | 85.1 | 52.2 | 73.6 | 354 |  |  | 16 | France
100260 |  |  | 85.1 | 52.2 | 73.6 | 354 |  |  | 16 | France
100277 |  |  | 85.1 | 69.6 | 73.6 | 475 |  |  | 16 | France
100284 |  |  | 85.1 | 69.6 | 73.6 | 475 |  |  | 16 | France
100291 |  |  | 85.1 | 69.6 | 73.6 | 475 |  |  | 16 | France
100307 |  |  | 85.1 | 69.6 | 73.6 | 475 |  |  | 16 | France
100314 |  |  | 85.1 | 69.6 | 73.6 | 475 |  |  | 16 | France
100321 |  |  | 85.1 | 69.6 | 73.6 | 475 |  |  | 16 | France
100338 |  |  | 85.1 | 69.6 | 73.6 | 475 |  |  | 16 | France
100345 |  |  | 85.1 | 69.6 | 73.6 | 475 |  |  | 16 | France
100352 |  |  | 85.1 | 17.4 | 71.9 | 475 |  |  | 16 | France
100369 |  |  | 85.1 | 17.4 | 71.9 | 118 |  |  | 16 | France
100376 |  |  | 85.1 | 17.4 | 71.9 | 118 |  |  | 16 | France
100383 |  |  | 85.1 | 17.4 | 71.9 | 118 |  |  | 16 | France
100390 |  |  | 85.1 | 17.4 | 71.9 | 118 |  |  | 16 | France
100406 |  |  | 85.1 | 17.4 | 71.9 | 118 |  |  | 16 | France
100413 |  |  | 85.1 | 17.4 | 71.9 | 118 |  |  | 16 | France
100420 |  |  | 85.1 | 17.4 | 71.9 | 118 |  |  | 16 | France
100437 |  |  | 85.1 | 17.4 | 71.9 | 118 |  |  | 16 | France
100444 |  |  | 85.1 | 17.4 | 71.9 | 118 |  |  | 16 | France
100451 |  |  | 85.1 | 34.8 | 73.6 | 237 |  |  | 16 | France
100468 |  |  | 85.1 | 34.8 | 73.6 | 237 |  |  | 16 | France
100475 |  |  | 85.1 | 34.8 | 73.6 | 237 |  |  | 16 | France
100482 |  |  | 85.1 | 34.8 | 73.6 | 237 |  |  | 16 | France
100499 |  |  | 85.1 | 34.8 | 73.6 | 237 |  |  | 16 | France
100505 |  |  | 85.1 | 34.8 | 73.6 | 237 |  |  | 16 | France
100512 |  |  | 85.1 | 34.8 | 73.6 | 237 |  |  | 16 | France
100529 |  |  | 85.1 | 34.8 | 73.6 | 237 |  |  | 16 | France
100536 |  |  | 85.1 | 34.8 | 73.6 | 237 |  |  | 16 | France
100543 |  |  | 85.1 | 34.8 | 73.6 | 237 |  |  | 16 | France
100550 |  |  | 85.1 | 34.8 | 73.6 | 237 |  |  | 16 | France
100567 |  |  | 85.1 | 34.8 | 73.6 | 237 |  |  | 16 | France
100574 |  |  | 85.1 | 34.8 | 73.6 | 237 |  |  | 16 | France
100581 |  |  | 85.1 | 34.8 | 73.6 | 237 |  |  | 16 | France
100598 |  |  | 85.1 | 34.8 | 73.6 | 237 |  |  | 16 | France
100604 |  |  | 85.1 | 34.8 | 73.6 | 237 |  |  | 16 | France
100611 |  |  | 85.1 | 34.8 | 73.6 | 237 |  |  | 16 | France
100628 |  |  | 85.1 | 34.8 | 73.6 | 237 |  |  | 16 | France
100635 |  |  | 85.1 | 52.2 | 73.6 | 354 |  |  | 16 | France
100642 |  |  | 85.1 | 52.2 | 73.6 | 354 |  |  | 16 | France
100659 |  |  | 85.1 | 52.2 | 73.6 | 354 |  |  | 16 | France
100666 |  |  | 85.1 | 52.2 | 73.6 | 354 |  |  | 16 | France
100673 |  |  | 85.1 | 52.2 | 73.6 | 354 |  |  | 16 | France
100680 |  |  | 85.1 | 52.2 | 73.6 | 354 |  |  | 16 | France
100697 |  |  | 85.1 | 52.2 | 73.6 | 354 |  |  | 16 | France
100703 |  |  | 85.1 | 52.2 | 73.6 | 354 |  |  | 16 | France
100710 |  |  | 85.1 | 52.2 | 73.6 | 354 |  |  | 16 | France
100727 |  |  | 85.1 | 69.6 | 73.6 | 354 |  |  | 16 | France
100734 |  |  | 85.1 | 69.6 | 73.6 | 354 |  |  | 16 | France
100741 |  |  | 85.1 | 69.6 | 73.6 | 354 |  |  | 16 | France
100758 |  |  | 85.1 | 69.6 | 73.6 | 354 |  |  | 16 | France
100765 |  |  | 85.1 | 69.6 | 73.6 | 354 |  |  | 16 | France
100772 |  |  | 85.1 | 69.6 | 73.6 | 354 |  |  | 16 | France
100789 |  |  | 85.1 | 69.6 | 73.6 | 354 |  |  | 16 | France
100796 |  |  | 85.1 | 69.6 | 73.6 | 354 |  |  | 16 | France
100802 |  |  | 85.1 | 69.6 | 73.6 | 354 |  |  | 16 | France
100819 |  |  | 85.1 | 69.6 | 73.6 | 475 |  |  | 16 | France
100826 |  |  | 85.1 | 69.6 | 73.6 | 475 |  |  | 16 | France
100833 |  |  | 85.1 | 69.6 | 73.6 | 475 |  |  | 16 | France
100840 |  |  | 85.1 | 69.6 | 73.6 | 475 |  |  | 16 | France
100857 |  |  | 85.1 | 69.6 | 73.6 | 475 |  |  | 16 | France
100864 |  |  | 85.1 | 69.6 | 73.6 | 475 |  |  | 16 | France
100871 |  |  | 85.1 | 69.6 | 73.6 | 475 |  |  | 16 | France
100888 |  |  | 85.1 | 69.6 | 73.6 | 475 |  |  | 16 | France
100895 |  |  | 85.1 | 69.6 | 73.6 | 475 |  |  | 16 | France
100901 |  |  | 85.1 | 17.4 | 71.9 | 114 |  |  | 25 | France
100918 |  |  | 85.1 | 17.4 | 71.9 | 114 |  |  | 25 | France
100925 |  |  | 85.1 | 17.4 | 71.9 | 114 |  |  | 25 | France
100932 |  |  | 85.1 | 17.4 | 71.9 | 114 |  |  | 25 | France
100949 |  |  | 85.1 | 17.4 | 71.9 | 114 |  |  | 25 | France
100956 |  |  | 85.1 | 17.4 | 71.9 | 114 |  |  | 25 | France
100963 |  |  | 85.1 | 17.4 | 71.9 | 114 |  |  | 25 | France
100970 |  |  | 85.1 | 17.4 | 71.9 | 114 |  |  | 25 | France
100987 |  |  | 85.1 | 17.4 | 71.9 | 114 |  |  | 25 | France
100994 |  |  | 85.1 | 34.8 | 73.6 | 228 |  |  | 25 | France
101007 |  |  | 85.1 | 34.8 | 73.6 | 228 |  |  | 25 | France
101014 |  |  | 85.1 | 34.8 | 73.6 | 228 |  |  | 25 | France
101021 |  |  | 85.1 | 34.8 | 73.6 | 228 |  |  | 25 | France
101038 |  |  | 85.1 | 34.8 | 73.6 | 228 |  |  | 25 | France
101045 |  |  | 85.1 | 34.8 | 73.6 | 228 |  |  | 25 | France
101052 |  |  | 85.1 | 34.8 | 73.6 | 228 |  |  | 25 | France
101069 |  |  | 85.1 | 34.8 | 73.6 | 228 |  |  | 25 | France
101076 |  |  | 85.1 | 34.8 | 73.6 | 228 |  |  | 25 | France
101083 |  |  | 85.1 | 52.2 | 73.6 | 340 |  |  | 25 | France
101090 |  |  | 85.1 | 52.2 | 73.6 | 340 |  |  | 25 | France
101106 |  |  | 85.1 | 52.2 | 73.6 | 340 |  |  | 25 | France
101113 |  |  | 85.1 | 52.2 | 73.6 | 340 |  |  | 25 | France
101120 |  |  | 85.1 | 52.2 | 73.6 | 340 |  |  | 25 | France
101137 |  |  | 85.1 | 52.2 | 73.6 | 340 |  |  | 25 | France
101144 |  |  | 85.1 | 52.2 | 73.6 | 340 |  |  | 25 | France
101151 |  |  | 85.1 | 52.2 | 73.6 | 340 |  |  | 25 | France
101168 |  |  | 85.1 | 52.2 | 73.6 | 340 |  |  | 25 | France
101175 |  |  | 85.1 | 69.6 | 73.6 | 454 |  |  | 25 | France
101182 |  |  | 85.1 | 69.6 | 73.6 | 454 |  |  | 25 | France
101199 |  |  | 85.1 | 69.6 | 73.6 | 454 |  |  | 25 | France
101205 |  |  | 85.1 | 69.6 | 73.6 | 454 |  |  | 25 | France
101212 |  |  | 85.1 | 69.6 | 73.6 | 454 |  |  | 25 | France
101229 |  |  | 85.1 | 69.6 | 73.6 | 454 |  |  | 25 | France
101236 |  |  | 85.1 | 69.6 | 73.6 | 454 |  |  | 25 | France
101243 |  |  | 85.1 | 69.6 | 73.6 | 454 |  |  | 25 | France
101250 |  |  | 85.1 | 69.6 | 73.6 | 454 |  |  | 25 | France
101267 |  |  | 85.1 | 17.4 | 71.9 | 114 |  |  | 25 | France
101274 |  |  | 85.1 | 17.4 | 71.9 | 114 |  |  | 25 | France
101281 |  |  | 85.1 | 17.4 | 71.9 | 114 |  |  | 25 | France
101298 |  |  | 85.1 | 17.4 | 71.9 | 114 |  |  | 25 | France
101304 |  |  | 85.1 | 17.4 | 71.9 | 114 |  |  | 25 | France
101311 |  |  | 85.1 | 17.4 | 71.9 | 114 |  |  | 25 | France
101328 |  |  | 85.1 | 17.4 | 71.9 | 114 |  |  | 25 | France
101335 |  |  | 85.1 | 17.4 | 71.9 | 114 |  |  | 25 | France
101342 |  |  | 85.1 | 17.4 | 71.9 | 114 |  |  | 25 | France
101359 |  |  | 85.1 | 17.4 | 71.9 | 114 |  |  | 25 | France
101366 |  |  | 85.1 | 17.4 | 71.9 | 114 |  |  | 25 | France
101373 |  |  | 85.1 | 34.8 | 73.6 | 228 |  |  | 25 | France
101380 |  |  | 85.1 | 34.8 | 73.6 | 228 |  |  | 25 | France
101397 |  |  | 85.1 | 34.8 | 73.6 | 228 |  |  | 25 | France
101403 |  |  | 85.1 | 34.8 | 73.6 | 228 |  |  | 25 | France
101410 |  |  | 85.1 | 34.8 | 73.6 | 228 |  |  | 25 | France
101427 |  |  | 85.1 | 34.8 | 73.6 | 228 |  |  | 25 | France
101434 |  |  | 85.1 | 34.8 | 73.6 | 228 |  |  | 25 | France
101441 |  |  | 85.1 | 34.8 | 73.6 | 228 |  |  | 25 | France
101458 |  |  | 85.1 | 34.8 | 73.6 | 228 |  |  | 25 | France
101465 |  |  | 85.1 | 34.8 | 73.6 | 228 |  |  | 25 | France
101472 |  |  | 85.1 | 34.8 | 73.6 | 228 |  |  | 25 | France
101489 |  |  | 85.1 | 34.8 | 73.6 | 228 |  |  | 25 | France
101496 |  |  | 85.1 | 34.8 | 73.6 | 228 |  |  | 25 | France
101502 |  |  | 85.1 | 34.8 | 73.6 | 228 |  |  | 25 | France
101519 |  |  | 85.1 | 34.8 | 73.6 | 228 |  |  | 25 | France
101526 |  |  | 85.1 | 34.8 | 73.6 | 228 |  |  | 25 | France
101533 |  |  | 85.1 | 34.8 | 73.6 | 228 |  |  | 25 | France
101540 |  |  | 85.1 | 34.8 | 73.6 | 228 |  |  | 25 | France
101557 |  |  | 85.1 | 34.8 | 73.6 | 228 |  |  | 25 | France
101564 |  |  | 85.1 | 34.8 | 73.6 | 228 |  |  | 25 | France
101571 |  |  | 85.1 | 52.2 | 73.6 | 340 |  |  | 25 | France
101588 |  |  | 85.1 | 52.2 | 73.6 | 340 |  |  | 25 | France
101595 |  |  | 85.1 | 52.2 | 73.6 | 340 |  |  | 25 | France
101601 |  |  | 85.1 | 52.2 | 73.6 | 340 |  |  | 25 | France
101618 |  |  | 85.1 | 52.2 | 73.6 | 340 |  |  | 25 | France
101625 |  |  | 85.1 | 52.2 | 73.6 | 340 |  |  | 25 | France
101632 |  |  | 85.1 | 52.2 | 73.6 | 340 |  |  | 25 | France
101649 |  |  | 85.1 | 52.2 | 73.6 | 340 |  |  | 25 | France
101656 |  |  | 85.1 | 52.2 | 73.6 | 340 |  |  | 25 | France
101663 |  |  | 85.1 | 52.2 | 73.6 | 340 |  |  | 25 | France
101670 |  |  | 85.1 | 52.2 | 73.6 | 340 |  |  | 25 | France
101687 |  |  | 85.1 | 69.6 | 73.6 | 452 |  |  | 25 | France
101694 |  |  | 85.1 | 69.6 | 73.6 | 452 |  |  | 25 | France
101700 |  |  | 85.1 | 69.6 | 73.6 | 452 |  |  | 25 | France
101717 |  |  | 85.1 | 69.6 | 73.6 | 452 |  |  | 25 | France
101724 |  |  | 85.1 | 69.6 | 73.6 | 452 |  |  | 25 | France
101731 |  |  | 85.1 | 69.6 | 73.6 | 452 |  |  | 25 | France
101748 |  |  | 85.1 | 69.6 | 73.6 | 452 |  |  | 25 | France
101755 |  |  | 85.1 | 69.6 | 73.6 | 452 |  |  | 25 | France
101762 |  |  | 85.1 | 69.6 | 73.6 | 452 |  |  | 25 | France
101779 |  |  | 85.1 | 69.6 | 73.6 | 452 |  |  | 25 | France
101786 |  |  | 85.1 | 69.6 | 73.6 | 452 |  |  | 25 | France
101793 |  |  | 85.1 | 69.6 | 73.6 | 454 |  |  | 25 | France
101809 |  |  | 85.1 | 69.6 | 73.6 | 454 |  |  | 25 | France
101816 |  |  | 85.1 | 69.6 | 73.6 | 454 |  |  | 25 | France
101823 |  |  | 85.1 | 69.6 | 73.6 | 454 |  |  | 25 | France
101830 |  |  | 85.1 | 69.6 | 73.6 | 454 |  |  | 25 | France
101847 |  |  | 85.1 | 69.6 | 73.6 | 454 |  |  | 25 | France
101854 |  |  | 85.1 | 69.6 | 73.6 | 454 |  |  | 25 | France
101861 |  |  | 85.1 | 69.6 | 73.6 | 454 |  |  | 25 | France
101878 |  |  | 85.1 | 69.6 | 73.6 | 454 |  |  | 25 | France
101885 |  |  | 85.1 | 69.6 | 73.6 | 454 |  |  | 25 | France
101892 |  |  | 85.1 | 69.6 | 73.6 | 454 |  |  | 25 | France
101908 |  |  | 85.1 | 17.4 | 71.9 | 114 |  |  | 25 | France
101915 |  |  | 85.1 | 17.4 | 71.9 | 114 |  |  | 25 | France
101922 |  |  | 85.1 | 17.4 | 71.9 | 114 |  |  | 25 | France
101939 |  |  | 85.1 | 17.4 | 71.9 | 114 |  |  | 25 | France
101946 |  |  | 85.1 | 17.4 | 71.9 | 114 |  |  | 25 | France
101953 |  |  | 85.1 | 17.4 | 71.9 | 114 |  |  | 25 | France
101960 |  |  | 85.1 | 17.4 | 71.9 | 114 |  |  | 25 | France
101977 |  |  | 85.1 | 17.4 | 71.9 | 114 |  |  | 25 | France
101984 |  |  | 85.1 | 17.4 | 71.9 | 114 |  |  | 25 | France
101991 |  |  | 85.1 | 17.4 | 71.9 | 114 |  |  | 25 | France
102004 |  |  | 85.1 | 17.4 | 71.9 | 114 |  |  | 25 | France
102011 |  |  | 85.1 | 17.4 | 71.9 | 114 |  |  | 25 | France
102028 |  |  | 85.1 | 17.4 | 71.9 | 114 |  |  | 25 | France
102035 |  |  | 85.1 | 17.4 | 71.9 | 114 |  |  | 25 | France
102042 |  |  | 85.1 | 34.8 | 73.6 | 228 |  |  | 25 | France
102059 |  |  | 85.1 | 34.8 | 73.6 | 228 |  |  | 25 | France
102066 |  |  | 85.1 | 34.8 | 73.6 | 228 |  |  | 25 | France
102073 |  |  | 85.1 | 34.8 | 73.6 | 228 |  |  | 25 | France
102080 |  |  | 85.1 | 34.8 | 73.6 | 228 |  |  | 25 | France
102097 |  |  | 85.1 | 34.8 | 73.6 | 228 |  |  | 25 | France
102103 |  |  | 85.1 | 34.8 | 73.6 | 228 |  |  | 25 | France
102110 |  |  | 85.1 | 34.8 | 73.6 | 228 |  |  | 25 | France
102127 |  |  | 85.1 | 34.8 | 73.6 | 228 |  |  | 25 | France
102134 |  |  | 85.1 | 34.8 | 73.6 | 228 |  |  | 25 | France
102141 |  |  | 85.1 | 34.8 | 73.6 | 228 |  |  | 25 | France
102158 |  |  | 85.1 | 34.8 | 73.6 | 228 |  |  | 25 | France
102165 |  |  | 85.1 | 34.8 | 73.6 | 228 |  |  | 25 | France
102172 |  |  | 85.1 | 34.8 | 73.6 | 228 |  |  | 25 | France
102189 |  |  | 85.1 | 52.2 | 73.6 | 340 |  |  | 25 | France
102196 |  |  | 85.1 | 52.2 | 73.6 | 340 |  |  | 25 | France
102202 |  |  | 85.1 | 52.2 | 73.6 | 340 |  |  | 25 | France
102219 |  |  | 85.1 | 52.2 | 73.6 | 340 |  |  | 25 | France
102226 |  |  | 85.1 | 52.2 | 73.6 | 340 |  |  | 25 | France
102233 |  |  | 85.1 | 52.2 | 73.6 | 340 |  |  | 25 | France
102240 |  |  | 85.1 | 52.2 | 73.6 | 340 |  |  | 25 | France
102257 |  |  | 85.1 | 52.2 | 73.6 | 340 |  |  | 25 | France
102264 |  |  | 85.1 | 52.2 | 73.6 | 340 |  |  | 25 | France
102271 |  |  | 85.1 | 52.2 | 73.6 | 340 |  |  | 25 | France
102288 |  |  | 85.1 | 52.2 | 73.6 | 340 |  |  | 25 | France
102295 |  |  | 85.1 | 52.2 | 73.6 | 340 |  |  | 25 | France
102301 |  |  | 85.1 | 52.2 | 73.6 | 340 |  |  | 25 | France
102318 |  |  | 85.1 | 52.2 | 73.6 | 340 |  |  | 25 | France
102325 |  |  | 85.1 | 69.6 | 73.6 | 454 |  |  | 25 | France
102332 |  |  | 85.1 | 69.6 | 73.6 | 454 |  |  | 25 | France
102349 |  |  | 85.1 | 69.6 | 73.6 | 454 |  |  | 25 | France
102356 |  |  | 85.1 | 69.6 | 73.6 | 454 |  |  | 25 | France
102363 |  |  | 85.1 | 69.6 | 73.6 | 454 |  |  | 25 | France
102370 |  |  | 85.1 | 69.6 | 73.6 | 454 |  |  | 25 | France
102387 |  |  | 85.1 | 69.6 | 73.6 | 454 |  |  | 25 | France
102394 |  |  | 85.1 | 69.6 | 73.6 | 454 |  |  | 25 | France
102400 |  |  | 85.1 | 69.6 | 73.6 | 454 |  |  | 25 | France
102417 |  |  | 85.1 | 69.6 | 73.6 | 454 |  |  | 25 | France
102424 |  |  | 85.1 | 69.6 | 73.6 | 454 |  |  | 25 | France
102431 |  |  | 85.1 | 69.6 | 73.6 | 454 |  |  | 25 | France
102448 |  |  | 85.1 | 69.6 | 73.6 | 454 |  |  | 25 | France
102455 |  |  | 85.1 | 69.6 | 73.6 | 454 |  |  | 25 | France
103063 |  |  | 85.1 | 34.8 | 73.6 | 237 |  |  | 16 | France
103070 |  |  | 85.1 | 34.8 | 73.6 | 237 |  |  | 16 | France
103087 |  |  | 85.1 | 34.8 | 73.6 | 237 |  |  | 16 | France
103094 |  |  | 85.1 | 34.8 | 73.6 | 237 |  |  | 16 | France
103100 |  |  | 85.1 | 34.8 | 73.6 | 237 |  |  | 16 | France
103117 |  |  | 85.1 | 34.8 | 73.6 | 237 |  |  | 16 | France
103124 |  |  | 85.1 | 34.8 | 73.6 | 237 |  |  | 16 | France
104305 |  |  | 89.8 | 26.5 | 71.9 | 240 |  |  | 35 | France
104312 |  |  | 89.8 | 26.5 | 71.9 | 240 |  |  | 35 | France
104329 |  |  | 89.8 | 26.5 | 71.9 | 240 |  |  | 35 | France
104336 |  |  | 89.8 | 53.1 | 71.9 | 475 |  |  | 35 | France
104343 |  |  | 89.8 | 53.1 | 71.9 | 475 |  |  | 35 | France
104350 |  |  | 89.8 | 53.1 | 71.9 | 475 |  |  | 35 | France
104367 |  |  | 89.8 | 79.6 | 71.9 | 712 |  |  | 35 | France
104374 |  |  | 89.8 | 79.6 | 71.9 | 712 |  |  | 35 | France
104381 |  |  | 89.8 | 79.6 | 71.9 | 712 |  |  | 35 | France
104398 |  |  | 89.8 | 106 | 71.9 | 950 |  |  | 35 | France
104404 |  |  | 89.8 | 106 | 71.9 | 950 |  |  | 35 | France
104411 |  |  | 89.8 | 106 | 71.9 | 950 |  |  | 35 | France
104428 |  |  | 89.8 | 26.5 | 71.9 | 240 |  |  | 35 | France
104435 |  |  | 89.8 | 26.5 | 71.9 | 240 |  |  | 35 | France
104442 |  |  | 89.8 | 26.5 | 71.9 | 240 |  |  | 35 | France
104459 |  |  | 89.8 | 53.1 | 71.9 | 475 |  |  | 35 | France
104466 |  |  | 89.8 | 53.1 | 71.9 | 475 |  |  | 35 | France
104473 |  |  | 89.8 | 53.1 | 71.9 | 475 |  |  | 35 | France
104480 |  |  | 89.8 | 79.6 | 71.9 | 712 |  |  | 35 | France
104497 |  |  | 89.8 | 79.6 | 71.9 | 712 |  |  | 35 | France
104503 |  |  | 89.8 | 79.6 | 71.9 | 712 |  |  | 35 | France
104510 |  |  | 89.8 | 106 | 71.9 | 950 |  |  | 35 | France
104527 |  |  | 89.8 | 106 | 71.9 | 950 |  |  | 35 | France
104534 |  |  | 89.8 | 106 | 71.9 | 950 |  |  | 35 | France
104206 |  |  | 87.5 | 35.4 | 70.3 | 186 |  |  | 16 | France
104213 |  |  | 87.5 | 35.4 | 70.3 | 186 |  |  | 16 | France
104220 |  |  | 87.5 | 35.4 | 70.3 | 186 |  |  | 16 | France
104268 |  |  | 87.5 | 71 | 70.3 | 186 |  |  | 16 | France
104282 |  |  | 87.5 | 71 | 70.3 | 186 |  |  | 16 | France
104299 |  |  | 87.5 | 71 | 70.3 | 186 |  |  | 16 | France
103421 |  |  | 87.5 | 35.4 | 70.3 | 186 |  |  | 16 | France
103438 |  |  | 87.5 | 35.4 | 70.3 | 186 |  |  | 16 | France
103445 |  |  | 87.5 | 35.4 | 70.3 | 186 |  |  | 16 | France
103452 |  |  | 87.5 | 35.4 | 70.3 | 186 |  |  | 16 | France
103469 |  |  | 87.5 | 35.4 | 70.3 | 186 |  |  | 16 | France
103476 |  |  | 87.5 | 35.4 | 70.3 | 186 |  |  | 16 | France
103483 |  |  | 87.5 | 35.4 | 70.3 | 186 |  |  | 16 | France
103490 |  |  | 87.5 | 35.4 | 70.3 | 186 |  |  | 16 | France
103506 |  |  | 87.5 | 35.4 | 70.3 | 186 |  |  | 16 | France
103513 |  |  | 87.5 | 71 | 70.3 | 318 |  |  | 16 | France
103520 |  |  | 87.5 | 71 | 70.3 | 318 |  |  | 16 | France
103537 |  |  | 87.5 | 71 | 70.3 | 318 |  |  | 16 | France
103544 |  |  | 87.5 | 71 | 70.3 | 318 |  |  | 16 | France
103551 |  |  | 87.5 | 71 | 70.3 | 318 |  |  | 16 | France
103568 |  |  | 87.5 | 71 | 70.3 | 318 |  |  | 16 | France
103575 |  |  | 87.5 | 71 | 70.3 | 318 |  |  | 16 | France
103582 |  |  | 87.5 | 71 | 70.3 | 318 |  |  | 16 | France
103599 |  |  | 87.5 | 71 | 70.3 | 318 |  |  | 16 | France
103605 |  |  | 87.5 | 71 | 70.3 | 318 |  |  | 16 | France
103612 |  |  | 87.5 | 71 | 70.3 | 318 |  |  | 16 | France
103629 |  |  | 87.5 | 71 | 70.3 | 318 |  |  | 16 | France
103636 |  |  | 87.5 | 71 | 70.3 | 318 |  |  | 16 | France
103643 |  |  | 87.5 | 71 | 70.3 | 318 |  |  | 16 | France
103650 |  |  | 87.5 | 71 | 70.3 | 318 |  |  | 16 | France
103667 |  |  | 87.5 | 71 | 70.3 | 318 |  |  | 16 | France
104121 |  |  | 87.5 | 71 | 70.3 | 318 |  |  | 16 | France
104138 |  |  | 87.5 | 71 | 70.3 | 318 |  |  | 16 | France
104244 |  |  | 87.5 | 35.4 | 70.3 | 186 |  |  | 16 | France
104251 |  |  | 87.5 | 35.4 | 70.3 | 186 |  |  | 16 | France
105319 |  |  | 87.5 | 35.4 | 70.3 | 186 |  |  | 16 | France
105326 |  |  | 87.5 | 35.4 | 70.3 | 186 |  |  | 16 | France
105333 |  |  | 87.5 | 35.4 | 70.3 | 186 |  |  | 16 | France
105340 |  |  | 87.5 | 71 | 70.3 | 318 |  |  | 16 | France
105357 |  |  | 87.5 | 71 | 70.3 | 318 |  |  | 16 | France
103681 |  |  | 115 | 17.5 | 72 | 185 |  |  | 10 | China
107801 |  |  | 115 | 17.5 | 72 | 185 |  |  | 10 | Poland
103759 |  |  | 115 | 17.5 | 72 | 185 |  |  | 10 | China
107870 |  |  | 115 | 17.5 | 72 | 185 |  |  | 10 | Poland
103698 |  |  | 115 | 17.5 | 72 | 185 |  |  | 10 | China
107818 |  |  | 115 | 17.5 | 72 | 185 |  |  | 10 | Poland
103766 |  |  | 115 | 17.5 | 72 | 185 |  |  | 10 | China
107887 |  |  | 115 | 17.5 | 72 | 185 |  |  | 10 | Poland
103704 |  |  | 115 | 17.5 | 72 | 185 |  |  | 10 | China
107825 |  |  | 115 | 17.5 | 72 | 185 |  |  | 10 | Poland
103773 |  |  | 115 | 17.5 | 72 | 185 |  |  | 10 | China
107894 |  |  | 115 | 17.5 | 72 | 185 |  |  | 10 | Poland
103711 |  |  | 115 | 17.5 | 72 | 185 |  |  | 10 | China
107832 |  |  | 115 | 17.5 | 72 | 185 |  |  | 10 | Poland
103780 |  |  | 115 | 17.5 | 72 | 185 |  |  | 10 | China
107900 |  |  | 115 | 17.5 | 72 | 185 |  |  | 10 | Poland
103728 |  |  | 115 | 17.5 | 72 | 185 |  |  | 10 | China
107849 |  |  | 115 | 17.5 | 72 | 185 |  |  | 10 | Poland
103797 |  |  | 115 | 17.5 | 72 | 185 |  |  | 10 | China
107917 |  |  | 115 | 17.5 | 72 | 185 |  |  | 10 | Poland
103735 |  |  | 115 | 17.5 | 72 | 185 |  |  | 10 | China
107856 |  |  | 115 | 17.5 | 72 | 185 |  |  | 10 | Poland
103803 |  |  | 115 | 17.5 | 72 | 185 |  |  | 10 | China
107924 |  |  | 115 | 17.5 | 72 | 185 |  |  | 10 | Poland
103674 |  |  | 115 | 17.5 | 72 | 185 |  |  | 10 | China
107795 |  |  | 115 | 17.5 | 72 | 185 |  |  | 10 | Poland
103742 |  |  | 115 | 17.5 | 72 | 185 |  |  | 10 | China
107863 |  |  | 115 | 17.5 | 72 | 185 |  |  | 10 | Poland
103742 |  |  | 115 | 17.5 | 72 | 185 |  |  | 10 | China
103209 |  |  | 85.4 | 35.6 | 72.8 | 225 |  |  | 16 | France
103216 |  |  | 85.4 | 35.6 | 72.8 | 225 |  |  | 16 | France
103223 |  |  | 85.4 | 35.6 | 72.8 | 225 |  |  | 16 | France
103230 |  |  | 85.4 | 35.6 | 72.8 | 225 |  |  | 16 | France
103247 |  |  | 85.4 | 35.6 | 72.8 | 225 |  |  | 16 | France
103254 |  |  | 85.4 | 35.6 | 72.8 | 225 |  |  | 16 | France
103261 |  |  | 85.4 | 35.6 | 72.8 | 225 |  |  | 16 | France
103278 |  |  | 85.4 | 35.6 | 72.8 | 225 |  |  | 16 | France
103285 |  |  | 85.4 | 35.6 | 72.8 | 225 |  |  | 16 | France
103292 |  |  | 85.4 | 35.6 | 72.8 | 225 |  |  | 16 | France
103308 |  |  | 85.4 | 35.6 | 72.8 | 225 |  |  | 16 | France
103315 |  |  | 85.4 | 35.6 | 72.8 | 225 |  |  | 16 | France
104145 |  |  | 85.4 | 35.6 | 72.8 | 225 |  |  | 16 | France
104152 |  |  | 85.4 | 35.6 | 72.8 | 225 |  |  | 16 | France
255601 |  |  | 165 | 105 | 103 | 2400 |  | FC | 70 | Japan
255618 |  |  | 165 | 105 | 103 | 2400 |  | FC | 70 | Japan
255625 |  |  | 165 | 105 | 103 | 2400 |  | FC | 70 | Japan
255632 |  |  | 165 | 105 | 103 | 2400 |  | FC | 70 | Japan
255700 |  |  | 165 | 140 | 103 | 3200 |  | FC | 70 | Japan
255717 |  |  | 165 | 140 | 103 | 3200 |  | FC | 70 | Japan
255724 |  |  | 165 | 140 | 103 | 3200 |  | FC | 70 | Japan
255731 |  |  | 165 | 140 | 103 | 3200 |  | FC | 70 | Japan
255748 |  |  | 165 | 140 | 103 | 3200 |  | FC | 70 | Japan
255755 |  |  | 165 | 140 | 103 | 3200 |  | FC | 70 | Japan
318672 |  |  | 165 | 105 | 103 | 2500 |  | FC | 120 | Japan
318771 |  |  | 165 | 140 | 103 | 3300 |  | FC | 120 | Japan
312724 |  |  | 165 | 140 | 103 | 3200 |  | FC | 120 | Japan
312731 |  |  | 165 | 140 | 103 | 3200 |  | FC | 120 | Japan
255403 |  |  | 165 | 105 | 103 | 2400 |  | FC | 70 | Japan
255410 |  |  | 165 | 105 | 103 | 2400 |  | FC | 70 | Japan
255427 |  |  | 165 | 105 | 103 | 2400 |  | FC | 70 | Japan
255434 |  |  | 165 | 105 | 103 | 2400 |  | FC | 70 | Japan
255441 |  |  | 165 | 105 | 103 | 2400 |  | FC | 70 | Japan
255458 |  |  | 165 | 105 | 103 | 2400 |  | FC | 70 | Japan
255502 |  |  | 165 | 140 | 103 | 3200 |  | FC | 70 | Japan
255519 |  |  | 165 | 140 | 103 | 3200 |  | FC | 70 | Japan
255526 |  |  | 165 | 140 | 103 | 3200 |  | FC | 70 | Japan
255533 |  |  | 165 | 140 | 103 | 3200 |  | FC | 70 | Japan
255540 |  |  | 165 | 140 | 103 | 3200 |  | FC | 70 | Japan
255557 |  |  | 165 | 140 | 103 | 3200 |  | FC | 70 | Japan
318474 |  |  | 165 | 105 | 103 | 2500 |  | FC | 120 | Japan
318573 |  |  | 165 | 140 | 103 | 3300 |  | FC | 120 | Japan
312427 |  |  | 165 | 105 | 103 | 2400 |  | FC | 120 | Japan
312434 |  |  | 165 | 105 | 103 | 2400 |  | FC | 120 | Japan
312526 |  |  | 165 | 140 | 103 | 3200 |  | FC | 120 | Japan
312533 |  |  | 165 | 140 | 103 | 3200 |  | FC | 120 | Japan
344763 |  |  | 165 | 105 | 103 | 2500 |  | FC | 120 | Japan
344770 |  |  | 165 | 105 | 103 | 2500 |  | FC | 120 | Japan
344787 |  |  | 165 | 105 | 103 | 2500 |  | FC | 120 | Japan
344794 |  |  | 165 | 140 | 103 | 3300 |  | FC | 120 | Japan
344800 |  |  | 165 | 140 | 103 | 3300 |  | FC | 120 | Japan
344817 |  |  | 165 | 140 | 103 | 3300 |  | FC | 120 | Japan
344824 |  |  | 165 | 140 | 103 | 3300 |  | FC | 120 | Japan
344831 |  |  | 165 | 105 | 103 | 2500 |  | FC | 120 | Japan
344848 |  |  | 165 | 105 | 103 | 2500 |  | FC | 120 | Japan
344855 |  |  | 165 | 105 | 103 | 2500 |  | FC | 120 | Japan
344862 |  |  | 165 | 105 | 103 | 2500 |  | FC | 120 | Japan
344879 |  |  | 165 | 140 | 103 | 3300 |  | FC | 120 | Japan
344886 |  |  | 165 | 140 | 103 | 3300 |  | FC | 120 | Japan
344893 |  |  | 165 | 140 | 103 | 3300 |  | FC | 120 | Japan
344909 |  |  | 165 | 140 | 103 | 3300 |  | FC | 120 | Japan
344916 |  |  | 165 | 105 | 103 | 2500 |  | FC | 120 | Japan
344923 |  |  | 165 | 105 | 103 | 2500 |  | FC | 120 | Japan
344930 |  |  | 165 | 105 | 103 | 2500 |  | FC | 120 | Japan
344947 |  |  | 165 | 105 | 103 | 2500 |  | FC | 120 | Japan
344954 |  |  | 165 | 140 | 103 | 3300 |  | FC | 120 | Japan
344961 |  |  | 165 | 140 | 103 | 3300 |  | FC | 120 | Japan
344978 |  |  | 165 | 140 | 103 | 3300 |  | FC | 120 | Japan
344985 |  |  | 165 | 140 | 103 | 3300 |  | FC | 120 | Japan
344992 |  |  | 165 | 105 | 103 | 2500 |  | FC | 120 | Japan
345005 |  |  | 165 | 105 | 103 | 2500 |  | FC | 120 | Japan
345012 |  |  | 165 | 105 | 103 | 2500 |  | FC | 120 | Japan
345029 |  |  | 165 | 105 | 103 | 2500 |  | FC | 120 | Japan
345036 |  |  | 165 | 140 | 103 | 3300 |  | FC | 120 | Japan
345043 |  |  | 165 | 140 | 103 | 3300 |  | FC | 120 | Japan
345050 |  |  | 165 | 140 | 103 | 3300 |  | FC | 120 | Japan
345067 |  |  | 165 | 140 | 103 | 3300 |  | FC | 120 | Japan
364907 |  |  | 260 | 140 | 140 | 7100 |  | FC | 2*240 | Japan
364945 |  |  | 260 | 140 | 140 | 7100 |  | FC | 2*240 | Japan
364914 |  |  | 260 | 140 | 140 | 7100 |  | FC | 2*240 | Japan
364983 |  |  | 260 | 140 | 140 | 7100 |  | FC | 2*240 | Japan
364976 |  |  | 260 | 140 | 140 | 7100 |  | FC | 2*240 | Japan
364990 |  |  | 260 | 140 | 140 | 7100 |  | FC | 2*240 | Japan
364921 |  |  | 260 | 185 | 140 | 9400 |  | FC | 2*240 | Japan
364938 |  |  | 260 | 185 | 140 | 9400 |  | FC | 2*240 | Japan
482809 |  |  | 273 | 210 | 140 | 13300 |  | FC | 4*300 | Japan
482816 |  |  | 273 | 210 | 140 | 13300 |  | FC | 4*300 | Japan
482823 |  |  | 273 | 210 | 140 | 13300 |  | FC | 4*300 | Japan
482830 |  |  | 273 | 210 | 140 | 13300 |  | FC | 4*300 | Japan
481406 |  |  | 273 | 210 | 140 | 14800 |  | FC | 4*300 | Japan
481413 |  |  | 273 | 210 | 140 | 14800 |  | FC | 4*300 | Japan
481420 |  |  | 273 | 210 | 140 | 14800 |  | FC | 4*300 | Japan
481437 |  |  | 273 | 210 | 140 | 14800 |  | FC | 4*300 | Japan
482885 |  |  | 273 | 280 | 140 | 16800 |  | FC | 4*300 | Japan
482892 |  |  | 273 | 280 | 140 | 16800 |  | FC | 4*300 | Japan
482908 |  |  | 273 | 280 | 140 | 16800 |  | FC | 4*300 | Japan
482915 |  |  | 273 | 280 | 140 | 16800 |  | FC | 4*300 | Japan
482922 |  |  | 273 | 280 | 140 | 16800 |  | FC | 4*300 | Japan
482939 |  |  | 273 | 280 | 140 | 16800 |  | FC | 4*300 | Japan
481482 |  |  | 273 | 280 | 140 | 18800 |  | FC | 4*300 | Japan
481499 |  |  | 273 | 280 | 140 | 18800 |  | FC | 4*300 | Japan
481505 |  |  | 273 | 280 | 140 | 18800 |  | FC | 4*300 | Japan
481512 |  |  | 273 | 280 | 140 | 18800 |  | FC | 4*300 | Japan
481529 |  |  | 273 | 280 | 140 | 18800 |  | FC | 4*300 | Japan
481536 |  |  | 273 | 280 | 140 | 18800 |  | FC | 4*300 | Japan
489501 |  |  | 273 | 210 | 140 | 14800 |  | FC | 4*300 | Japan
489518 |  |  | 273 | 210 | 140 | 13300 |  | FC | 4*300 | Japan
489525 |  |  | 273 | 210 | 140 | 13300 |  | FC | 4*300 | Japan
489532 |  |  | 273 | 210 | 140 | 13300 |  | FC | 4*300 | Japan
489549 |  |  | 273 | 210 | 140 | 13300 |  | FC | 4*300 | Japan
489556 |  |  | 273 | 210 | 140 | 13300 |  | FC | 4*300 | Japan
489624 |  |  | 273 | 280 | 140 | 16800 |  | FC | 4*300 | Japan
489631 |  |  | 273 | 280 | 140 | 16800 |  | FC | 4*300 | Japan
489648 |  |  | 273 | 280 | 140 | 16800 |  | FC | 4*300 | Japan
489655 |  |  | 273 | 280 | 140 | 16800 |  | FC | 4*300 | Japan
489662 |  |  | 273 | 280 | 140 | 16800 |  | FC | 4*300 | Japan
489679 |  |  | 273 | 280 | 140 | 16800 |  | FC | 4*300 | Japan
490224 |  |  | 273 | 210 | 140 | 14800 |  | FC | 4*300 | Japan
490231 |  |  | 273 | 210 | 140 | 14800 |  | FC | 4*300 | Japan
490248 |  |  | 273 | 210 | 140 | 14800 |  | FC | 4*300 | Japan
490255 |  |  | 273 | 210 | 140 | 14800 |  | FC | 4*300 | Japan
490262 |  |  | 273 | 210 | 140 | 14800 |  | FC | 4*300 | Japan
490279 |  |  | 273 | 210 | 140 | 14800 |  | FC | 4*300 | Japan
490347 |  |  | 273 | 280 | 140 | 18800 |  | FC | 4*300 | Japan
490354 |  |  | 273 | 280 | 140 | 18800 |  | FC | 4*300 | Japan
490361 |  |  | 273 | 280 | 140 | 18800 |  | FC | 4*300 | Japan
490378 |  |  | 273 | 280 | 140 | 18800 |  | FC | 4*300 | Japan
490385 |  |  | 273 | 280 | 140 | 18800 |  | FC | 4*300 | Japan
490392 |  |  | 273 | 280 | 140 | 18800 |  | FC | 4*300 | Japan
254840 |  |  | 155 | 90 | 68 | 1100 |  | FC | 50 | Japan
254949 |  |  | 155 | 120 | 68 | 1400 |  | FC | 50 | Japan
254857 |  |  | 155 | 90 | 68 | 1100 |  | FC | 50 | Japan
254956 |  |  | 155 | 120 | 68 | 1400 |  | FC | 50 | Japan
254802 |  |  | 155 | 90 | 68 | 1100 |  | FC | 50 | Japan
254901 |  |  | 155 | 120 | 68 | 1400 |  | FC | 50 | Japan
254819 |  |  | 155 | 90 | 68 | 1100 |  | FC | 50 | Japan
254918 |  |  | 155 | 120 | 68 | 1400 |  | FC | 50 | Japan
254826 |  |  | 155 | 90 | 68 | 1100 |  | FC | 50 | Japan
254925 |  |  | 155 | 120 | 68 | 1400 |  | FC | 50 | Japan
254833 |  |  | 155 | 90 | 68 | 1100 |  | FC | 50 | Japan
254932 |  |  | 155 | 120 | 68 | 1400 |  | FC | 50 | Japan
591846 |  |  | 130 | 25 | 68 | 300 |  | FC | 50 | China
595080 |  |  | 130 | 25 | 68 | 300 |  | FC | 50 | China
595189 |  |  | 130 | 75 | 68 | 800 |  | FC | 50 | China
595295 |  |  | 130 | 100 | 68 | 1000 |  | FC | 50 | China
591853 |  |  | 130 | 25 | 68 | 300 |  | FC | 50 | China
595097 |  |  | 130 | 25 | 68 | 300 |  | FC | 50 | China
595196 |  |  | 130 | 75 | 68 | 800 |  | FC | 50 | China
595301 |  |  | 130 | 100 | 68 | 1000 |  | FC | 50 | China
595202 |  |  | 130 | 75 | 68 | 800 |  | FC | 50 | China
595318 |  |  | 130 | 100 | 68 | 1000 |  | FC | 50 | China
591761 |  |  | 130 | 25 | 68 | 300 |  | FC | 50 | China
595004 |  |  | 130 | 25 | 68 | 300 |  | FC | 50 | China
595103 |  |  | 130 | 75 | 68 | 800 |  | FC | 50 | China
595219 |  |  | 130 | 100 | 68 | 1000 |  | FC | 50 | China
591778 |  |  | 130 | 25 | 68 | 300 |  | FC | 50 | China
595011 |  |  | 130 | 25 | 68 | 300 |  | FC | 50 | China
595110 |  |  | 130 | 75 | 68 | 800 |  | FC | 50 | China
595226 |  |  | 130 | 100 | 68 | 1000 |  | FC | 50 | China
591785 |  |  | 130 | 25 | 68 | 300 |  | FC | 50 | China
595028 |  |  | 130 | 25 | 68 | 300 |  | FC | 50 | China
595127 |  |  | 130 | 75 | 68 | 800 |  | FC | 50 | China
595233 |  |  | 130 | 100 | 68 | 1000 |  | FC | 50 | China
591792 |  |  | 130 | 25 | 68 | 300 |  | FC | 50 | China
595035 |  |  | 130 | 25 | 68 | 300 |  | FC | 50 | China
595134 |  |  | 130 | 75 | 68 | 800 |  | FC | 50 | China
595240 |  |  | 130 | 100 | 68 | 1000 |  | FC | 50 | China
591808 |  |  | 130 | 25 | 68 | 300 |  | FC | 50 | China
595042 |  |  | 130 | 25 | 68 | 300 |  | FC | 50 | China
595141 |  |  | 130 | 75 | 68 | 800 |  | FC | 50 | China
595257 |  |  | 130 | 100 | 68 | 1000 |  | FC | 50 | China
591815 |  |  | 130 | 25 | 68 | 300 |  | FC | 50 | China
595059 |  |  | 130 | 25 | 68 | 300 |  | FC | 50 | China
595158 |  |  | 130 | 75 | 68 | 800 |  | FC | 50 | China
595264 |  |  | 130 | 100 | 68 | 1000 |  | FC | 50 | China
591822 |  |  | 130 | 25 | 68 | 300 |  | FC | 50 | China
595066 |  |  | 130 | 25 | 68 | 300 |  | FC | 50 | China
595165 |  |  | 130 | 75 | 68 | 800 |  | FC | 50 | China
595271 |  |  | 130 | 100 | 68 | 1000 |  | FC | 50 | China
591839 |  |  | 130 | 25 | 68 | 300 |  | FC | 50 | China
595073 |  |  | 130 | 25 | 68 | 300 |  | FC | 50 | China
595172 |  |  | 130 | 75 | 68 | 800 |  | FC | 50 | China
595288 |  |  | 130 | 100 | 68 | 1000 |  | FC | 50 | China
592300 |  |  | 130 | 75 | 68 | 800 |  | FC | 50 | China
592447 |  |  | 130 | 100 | 68 | 1000 |  | FC | 50 | China
592317 |  |  | 130 | 75 | 68 | 800 |  | FC | 50 | China
592454 |  |  | 130 | 100 | 68 | 1000 |  | FC | 50 | China
592324 |  |  | 130 | 75 | 68 | 800 |  | FC | 50 | China
592461 |  |  | 130 | 100 | 68 | 1000 |  | FC | 50 | China
592263 |  |  | 130 | 75 | 68 | 800 |  | FC | 50 | China
592409 |  |  | 130 | 100 | 68 | 1000 |  | FC | 50 | China
592270 |  |  | 130 | 75 | 68 | 800 |  | FC | 50 | China
592416 |  |  | 130 | 100 | 68 | 1000 |  | FC | 50 | China
592287 |  |  | 130 | 75 | 68 | 800 |  | FC | 50 | China
592423 |  |  | 130 | 100 | 68 | 1000 |  | FC | 50 | China
592294 |  |  | 130 | 75 | 68 | 800 |  | FC | 50 | China
592430 |  |  | 130 | 100 | 68 | 1000 |  | FC | 50 | China
327247 |  |  | 165 | 105 | 68 | 1500 |  | FC | 120 | Japan
327346 |  |  | 165 | 140 | 68 | 1900 |  | FC | 120 | Japan
327254 |  |  | 165 | 105 | 68 | 1500 |  | FC | 120 | Japan
327261 |  |  | 165 | 105 | 68 | 1500 |  | FC | 120 | Japan
327360 |  |  | 165 | 140 | 68 | 1900 |  | FC | 120 | Japan
327278 |  |  | 165 | 105 | 68 | 1500 |  | FC | 120 | Japan
327377 |  |  | 165 | 140 | 68 | 1900 |  | FC | 120 | Japan
327209 |  |  | 165 | 105 | 68 | 1500 |  | FC | 120 | Japan
327308 |  |  | 165 | 140 | 68 | 1900 |  | FC | 120 | Japan
327285 |  |  | 165 | 105 | 68 | 1500 |  | FC | 120 | Japan
327384 |  |  | 165 | 140 | 68 | 1900 |  | FC | 120 | Japan
327216 |  |  | 165 | 105 | 68 | 1500 |  | FC | 120 | Japan
327315 |  |  | 165 | 140 | 68 | 1900 |  | FC | 120 | Japan
327223 |  |  | 165 | 105 | 68 | 1500 |  | FC | 120 | Japan
327322 |  |  | 165 | 140 | 68 | 1900 |  | FC | 120 | Japan
327230 |  |  | 165 | 105 | 68 | 1500 |  | FC | 120 | Japan
327339 |  |  | 165 | 140 | 68 | 1900 |  | FC | 120 | Japan
936340 |  |  | 165 | 105 | 68 | 1500 |  | FC | 50 | China
936357 |  |  | 165 | 140 | 68 | 1900 |  | FC | 50 | China
929304 |  |  | 165 | 105 | 68 | 1500 |  | FC | 50 | China
929366 |  |  | 165 | 140 | 68 | 1900 |  | FC | 50 | China
929311 |  |  | 165 | 105 | 68 | 1500 |  | FC | 50 | China
929373 |  |  | 165 | 140 | 68 | 1900 |  | FC | 50 | China
929328 |  |  | 165 | 105 | 68 | 1500 |  | FC | 50 | China
929380 |  |  | 165 | 140 | 68 | 1900 |  | FC | 50 | China
929335 |  |  | 165 | 105 | 68 | 1500 |  | FC | 50 | China
929397 |  |  | 165 | 140 | 68 | 1900 |  | FC | 50 | China
929342 |  |  | 165 | 105 | 68 | 1500 |  | FC | 50 | China
929403 |  |  | 165 | 140 | 68 | 1900 |  | FC | 50 | China
929359 |  |  | 165 | 105 | 68 | 1500 |  | FC | 50 | China
929410 |  |  | 165 | 140 | 68 | 1900 |  | FC | 50 | China
933363 |  |  | 165 | 105 | 68 | 1500 |  | FC | 50 | China
933387 |  |  | 165 | 140 | 68 | 1900 |  | FC | 50 | China
933370 |  |  | 165 | 105 | 68 | 1500 |  | FC | 50 | China
933394 |  |  | 165 | 140 | 68 | 1900 |  | FC | 50 | China
929540 |  |  | 165 | 105 | 68 | 1500 |  | FC | 50 | China
929595 |  |  | 165 | 140 | 68 | 1900 |  | FC | 50 | China
929557 |  |  | 165 | 105 | 68 | 1500 |  | FC | 50 | China
929601 |  |  | 165 | 140 | 68 | 1900 |  | FC | 50 | China
929564 |  |  | 165 | 105 | 68 | 1500 |  | FC | 50 | China
929618 |  |  | 165 | 140 | 68 | 1900 |  | FC | 50 | China
929571 |  |  | 165 | 105 | 68 | 1500 |  | FC | 50 | China
929625 |  |  | 165 | 140 | 68 | 1900 |  | FC | 50 | China
929588 |  |  | 165 | 105 | 68 | 1500 |  | FC | 50 | China
929632 |  |  | 165 | 140 | 68 | 1900 |  | FC | 50 | China
933486 |  |  | 165 | 105 | 68 | 1500 |  | FC | 50 | China
933509 |  |  | 165 | 140 | 68 | 1900 |  | FC | 50 | China
933493 |  |  | 165 | 105 | 68 | 1500 |  | FC | 50 | China
933516 |  |  | 165 | 140 | 68 | 1900 |  | FC | 50 | China
936364 |  |  | 165 | 105 | 68 | 1500 |  | FC | 50 | China
936371 |  |  | 165 | 140 | 68 | 1900 |  | FC | 50 | China
930126 |  |  | 165 | 105 | 68 | 1500 |  | FC | 50 | China
929489 |  |  | 165 | 140 | 68 | 1900 |  | FC | 50 | China
930133 |  |  | 165 | 105 | 68 | 1500 |  | FC | 50 | China
929496 |  |  | 165 | 140 | 68 | 1900 |  | FC | 50 | China
930140 |  |  | 165 | 105 | 68 | 1500 |  | FC | 50 | China
929502 |  |  | 165 | 140 | 68 | 1900 |  | FC | 50 | China
930157 |  |  | 165 | 105 | 68 | 1500 |  | FC | 50 | China
929519 |  |  | 165 | 140 | 68 | 1900 |  | FC | 50 | China
930164 |  |  | 165 | 105 | 68 | 1500 |  | FC | 50 | China
929526 |  |  | 165 | 140 | 68 | 1900 |  | FC | 50 | China
930171 |  |  | 165 | 105 | 68 | 1500 |  | FC | 50 | China
929533 |  |  | 165 | 140 | 68 | 1900 |  | FC | 50 | China
933400 |  |  | 165 | 105 | 68 | 1500 |  | FC | 50 | China
933424 |  |  | 165 | 140 | 68 | 1900 |  | FC | 50 | China
933417 |  |  | 165 | 105 | 68 | 1500 |  | FC | 50 | China
933431 |  |  | 165 | 140 | 68 | 1900 |  | FC | 50 | China
930485 |  |  | 165 | 105 | 68 | 1500 |  | FC | 50 | China
930584 |  |  | 165 | 140 | 68 | 1900 |  | FC | 50 | China
930492 |  |  | 165 | 105 | 68 | 1500 |  | FC | 50 | China
930591 |  |  | 165 | 140 | 68 | 1900 |  | FC | 50 | China
930508 |  |  | 165 | 105 | 68 | 1500 |  | FC | 50 | China
930607 |  |  | 165 | 140 | 68 | 1900 |  | FC | 50 | China
930515 |  |  | 165 | 105 | 68 | 1500 |  | FC | 50 | China
930614 |  |  | 165 | 140 | 68 | 1900 |  | FC | 50 | China
930522 |  |  | 165 | 105 | 68 | 1500 |  | FC | 50 | China
930621 |  |  | 165 | 140 | 68 | 1900 |  | FC | 50 | China
933523 |  |  | 165 | 105 | 68 | 1500 |  | FC | 50 | China
933547 |  |  | 165 | 140 | 68 | 1900 |  | FC | 50 | China
933530 |  |  | 165 | 105 | 68 | 1500 |  | FC | 50 | China
933554 |  |  | 165 | 140 | 68 | 1900 |  | FC | 50 | China
378522 |  |  | 260 | 140 | 103 | 4200 |  | FC | 240 | Japan
378560 |  |  | 260 | 185 | 103 | 5600 |  | FC | 240 | Japan
378539 |  |  | 260 | 140 | 103 | 4200 |  | FC | 240 | Japan
378577 |  |  | 260 | 185 | 103 | 5600 |  | FC | 240 | Japan
380204 |  |  | 260 | 140 | 103 | 5000 |  | FC | 300 | Japan
397462 |  |  | 260 | 140 | 103 | 5000 |  | FC | 300 | Japan
380228 |  |  | 260 | 140 | 103 | 5000 |  | FC | 300 | Japan
397479 |  |  | 260 | 140 | 103 | 5000 |  | FC | 300 | Japan
380211 |  |  | 260 | 140 | 103 | 5000 |  | FC | 300 | Japan
380235 |  |  | 260 | 140 | 103 | 5000 |  | FC | 300 | Japan
397493 |  |  | 260 | 140 | 103 | 5000 |  | FC | 300 | Japan
397516 |  |  | 260 | 140 | 103 | 5000 |  | FC | 300 | Japan
380242 |  |  | 260 | 185 | 103 | 6500 |  | FC | 300 | Japan
397585 |  |  | 260 | 185 | 103 | 6500 |  | FC | 300 | Japan
380280 |  |  | 260 | 185 | 103 | 6500 |  | FC | 300 | Japan
397592 |  |  | 260 | 185 | 103 | 6500 |  | FC | 300 | Japan
380266 |  |  | 260 | 185 | 103 | 6500 |  | FC | 300 | Japan
380259 |  |  | 260 | 185 | 103 | 6500 |  | FC | 300 | Japan
380297 |  |  | 260 | 185 | 103 | 6500 |  | FC | 300 | Japan
397615 |  |  | 260 | 185 | 103 | 6500 |  | FC | 300 | Japan
397639 |  |  | 260 | 185 | 103 | 6500 |  | FC | 300 | Japan
380273 |  |  | 260 | 185 | 103 | 6500 |  | FC | 300 | Japan
256608 |  |  | 155 | 90 | 68 | 1100 |  | FC | 50 | Japan
256615 |  |  | 155 | 90 | 68 | 1100 |  | FC | 50 | Japan
256622 |  |  | 155 | 90 | 68 | 1100 |  | FC | 50 | Japan
256639 |  |  | 155 | 90 | 68 | 1100 |  | FC | 50 | Japan
256646 |  |  | 155 | 90 | 68 | 1100 |  | FC | 50 | Japan
256653 |  |  | 155 | 90 | 68 | 1100 |  | FC | 50 | Japan
256707 |  |  | 155 | 120 | 68 | 1100 |  | FC | 50 | Japan
256714 |  |  | 155 | 120 | 68 | 1100 |  | FC | 50 | Japan
256721 |  |  | 155 | 120 | 68 | 1100 |  | FC | 50 | Japan
256738 |  |  | 155 | 120 | 68 | 1100 |  | FC | 50 | Japan
256745 |  |  | 155 | 120 | 68 | 1100 |  | FC | 50 | Japan
256752 |  |  | 155 | 120 | 68 | 1100 |  | FC | 50 | Japan
380747 |  |  | 260 | 140 | 103 | 4200 |  | FC | 240 | Japan
380754 |  |  | 260 | 140 | 103 | 4200 |  | FC | 240 | Japan
643118 |  |  | 165 | 140 | 68 | 1900 |  | FC | 120 | Japan
643019 |  |  | 165 | 105 | 68 | 1500 |  | FC | 120 | Japan
643101 |  |  | 165 | 140 | 68 | 1900 |  | FC | 120 | Japan
643002 |  |  | 165 | 105 | 68 | 1500 |  | FC | 120 | Japan
643316 |  |  | 165 | 140 | 68 | 1900 |  | FC | 120 | Japan
643217 |  |  | 165 | 105 | 68 | 1500 |  | FC | 120 | Japan
643309 |  |  | 165 | 140 | 68 | 1900 |  | FC | 120 | Japan
643200 |  |  | 165 | 105 | 68 | 1500 |  | FC | 120 | Japan
622632 |  |  | 155 | 120 | 68 | 1400 |  | FC | 50 | Japan
622533 |  |  | 155 | 90 | 68 | 1100 |  | FC | 50 | Japan
622625 |  |  | 155 | 120 | 68 | 1400 |  | FC | 50 | Japan
622526 |  |  | 155 | 90 | 68 | 1100 |  | FC | 50 | Japan
622618 |  |  | 155 | 120 | 68 | 1400 |  | FC | 50 | Japan
622519 |  |  | 155 | 90 | 68 | 1100 |  | FC | 50 | Japan
622601 |  |  | 155 | 120 | 68 | 1400 |  | FC | 50 | Japan
622502 |  |  | 155 | 90 | 68 | 1100 |  | FC | 50 | Japan
622656 |  |  | 155 | 120 | 68 | 1400 |  | FC | 50 | Japan
622557 |  |  | 155 | 90 | 68 | 1100 |  | FC | 50 | Japan
622649 |  |  | 155 | 120 | 68 | 1400 |  | FC | 50 | Japan
622540 |  |  | 155 | 90 | 68 | 1100 |  | FC | 50 | Japan
622434 |  |  | 155 | 120 | 68 | 1400 |  | FC | 50 | Japan
622335 |  |  | 155 | 90 | 68 | 1100 |  | FC | 50 | Japan
622427 |  |  | 155 | 120 | 68 | 1400 |  | FC | 50 | Japan
622328 |  |  | 155 | 90 | 68 | 1100 |  | FC | 50 | Japan
622410 |  |  | 155 | 120 | 68 | 1400 |  | FC | 50 | Japan
622311 |  |  | 155 | 90 | 68 | 1100 |  | FC | 50 | Japan
622403 |  |  | 155 | 120 | 68 | 1400 |  | FC | 50 | Japan
622304 |  |  | 155 | 90 | 68 | 1100 |  | FC | 50 | Japan
622458 |  |  | 155 | 120 | 68 | 1400 |  | FC | 50 | Japan
622359 |  |  | 155 | 90 | 68 | 1100 |  | FC | 50 | Japan
622441 |  |  | 155 | 120 | 68 | 1400 |  | FC | 50 | Japan
622342 |  |  | 155 | 90 | 68 | 1100 |  | FC | 50 | Japan
642913 |  |  | 165 | 140 | 68 | 1900 |  | FC | 120 | Japan
642814 |  |  | 165 | 105 | 68 | 1500 |  | FC | 120 | Japan
642906 |  |  | 165 | 140 | 68 | 1900 |  | FC | 120 | Japan
642807 |  |  | 165 | 105 | 68 | 1500 |  | FC | 120 | Japan
622236 |  |  | 155 | 120 | 68 | 1400 |  | FC | 50 | Japan
622137 |  |  | 155 | 90 | 68 | 1100 |  | FC | 50 | Japan
622229 |  |  | 155 | 120 | 68 | 1400 |  | FC | 50 | Japan
622120 |  |  | 155 | 90 | 68 | 1100 |  | FC | 50 | Japan
622212 |  |  | 155 | 120 | 68 | 1400 |  | FC | 50 | Japan
622113 |  |  | 155 | 90 | 68 | 1100 |  | FC | 50 | Japan
622205 |  |  | 155 | 120 | 68 | 1400 |  | FC | 50 | Japan
622106 |  |  | 155 | 90 | 68 | 1100 |  | FC | 50 | Japan
622250 |  |  | 155 | 120 | 68 | 1400 |  | FC | 50 | Japan
622151 |  |  | 155 | 90 | 68 | 1100 |  | FC | 50 | Japan
622243 |  |  | 155 | 120 | 68 | 1400 |  | FC | 50 | Japan
622144 |  |  | 155 | 90 | 68 | 1100 |  | FC | 50 | Japan
206952825 |  |  | 450 | 429 | 185 | 78000 |  | RC | 4*630 | Japan
206951825 |  |  | 450 | 429 | 185 | 78000 |  | RC | 4*630 | Japan
206955825 |  |  | 450 | 429 | 185 | 78000 |  | RC | 4*630 | Japan
206952625 |  |  | 450 | 320 | 185 | 63000 |  | RC | 4*630 | Japan
206951625 |  |  | 450 | 320 | 185 | 63000 |  | RC | 4*630 | Japan
206955625 |  |  | 450 | 320 | 185 | 63000 |  | RC | 4*630 | Japan
206950825 |  |  | 450 | 429 | 185 | 78000 |  | RC | 4*630 | Japan
206950625 |  |  | 450 | 320 | 185 | 63000 |  | RC | 4*630 | Japan
206852820 |  |  | 450 | 429 | 185 | 67000 |  | RC | 4*630 | Japan
206852720 |  |  | 450 | 429 | 185 | 67000 |  | FC | 4*630 | Japan
206851820 |  |  | 450 | 429 | 185 | 67000 |  | RC | 4*630 | Japan
206851720 |  |  | 450 | 429 | 185 | 67000 |  | FC | 4*630 | Japan
206855820 |  |  | 450 | 429 | 185 | 67000 |  | RC | 4*630 | Japan
206855720 |  |  | 450 | 429 | 185 | 67000 |  | FC | 4*630 | Japan
206850820 |  |  | 450 | 429 | 185 | 67000 |  | RC | 4*630 | Japan
206850720 |  |  | 450 | 429 | 185 | 67000 |  | FC | 4*630 | Japan
206852620 |  |  | 450 | 320 | 185 | 54000 |  | RC | 4*630 | Japan
206852520 |  |  | 450 | 320 | 185 | 54000 |  | FC | 4*630 | Japan
206851620 |  |  | 450 | 320 | 185 | 54000 |  | RC | 4*630 | Japan
206851520 |  |  | 450 | 320 | 185 | 54000 |  | FC | 4*630 | Japan
206855620 |  |  | 450 | 320 | 185 | 54000 |  | RC | 4*630 | Japan
206855520 |  |  | 450 | 320 | 185 | 54000 |  | FC | 4*630 | Japan
206850620 |  |  | 450 | 320 | 185 | 54000 |  | RC | 4*630 | Japan
206850520 |  |  | 450 | 320 | 185 | 54000 |  | FC | 4*630 | Japan
812231 |  |  | 273 | 280 | 103 | 11500 |  | FC | 4*300 | Japan
812217 |  |  | 273 | 210 | 103 | 8500 |  | FC | 4*300 | Japan
812224 |  |  | 273 | 280 | 103 | 11500 |  | FC | 4*300 | Japan
812200 |  |  | 273 | 210 | 103 | 8500 |  | FC | 4*300 | Japan
830631 |  |  | 273 | 280 | 103 | 12300 |  | FC | 4*300 | Japan
830648 |  |  | 273 | 280 | 103 | 12300 |  | FC | 4*300 | Japan
830518 |  |  | 273 | 210 | 103 | 9100 |  | FC | 4*300 | Japan
830617 |  |  | 273 | 280 | 103 | 12300 |  | FC | 4*300 | Japan
812637 |  |  | 273 | 280 | 103 | 12300 |  | FC | 4*300 | Japan
812651 |  |  | 273 | 280 | 103 | 12300 |  | FC | 4*300 | Japan
812613 |  |  | 273 | 280 | 103 | 12300 |  | FC | 4*300 | Japan
812620 |  |  | 273 | 280 | 103 | 12300 |  | FC | 4*300 | Japan
812644 |  |  | 273 | 280 | 103 | 12300 |  | FC | 4*300 | Japan
812606 |  |  | 273 | 280 | 103 | 12300 |  | FC | 4*300 | Japan
830624 |  |  | 273 | 280 | 103 | 12300 |  | FC | 4*300 | Japan
830600 |  |  | 273 | 280 | 103 | 12300 |  | FC | 4*300 | Japan
812590 |  |  | 273 | 210 | 103 | 9100 |  | FC | 4*300 | Japan
812576 |  |  | 273 | 210 | 103 | 9100 |  | FC | 4*300 | Japan
812583 |  |  | 273 | 210 | 103 | 9100 |  | FC | 4*300 | Japan
812569 |  |  | 273 | 210 | 103 | 9100 |  | FC | 4*300 | Japan
830501 |  |  | 273 | 210 | 103 | 9100 |  | FC | 4*300 | Japan
830495 |  |  | 273 | 210 | 103 | 9100 |  | FC | 4*300 | Japan
830488 |  |  | 273 | 210 | 103 | 9100 |  | FC | 4*300 | Japan
830655 |  |  | 273 | 280 | 103 | 12300 |  | FC | 4*300 | Japan
830532 |  |  | 273 | 210 | 103 | 9100 |  | FC | 4*300 | Japan
830525 |  |  | 273 | 210 | 103 | 9100 |  | FC | 4*300 | Japan
830396 |  |  | 273 | 280 | 103 | 11900 |  | FC | 4*300 | Japan
830402 |  |  | 273 | 280 | 103 | 11900 |  | FC | 4*300 | Japan
830273 |  |  | 273 | 210 | 103 | 8700 |  | FC | 4*300 | Japan
830419 |  |  | 273 | 280 | 103 | 11900 |  | FC | 4*300 | Japan
830372 |  |  | 273 | 280 | 103 | 11900 |  | FC | 4*300 | Japan
830389 |  |  | 273 | 280 | 103 | 11900 |  | FC | 4*300 | Japan
812538 |  |  | 273 | 280 | 103 | 11900 |  | FC | 4*300 | Japan
812552 |  |  | 273 | 280 | 103 | 11900 |  | FC | 4*300 | Japan
812514 |  |  | 273 | 280 | 103 | 11900 |  | FC | 4*300 | Japan
812521 |  |  | 273 | 280 | 103 | 11900 |  | FC | 4*300 | Japan
812545 |  |  | 273 | 280 | 103 | 11900 |  | FC | 4*300 | Japan
812507 |  |  | 273 | 280 | 103 | 11900 |  | FC | 4*300 | Japan
830365 |  |  | 273 | 280 | 103 | 11900 |  | FC | 4*300 | Japan
830297 |  |  | 273 | 210 | 103 | 8700 |  | FC | 4*300 | Japan
830280 |  |  | 273 | 210 | 103 | 8700 |  | FC | 4*300 | Japan
812491 |  |  | 273 | 210 | 103 | 8700 |  | FC | 4*300 | Japan
812477 |  |  | 273 | 210 | 103 | 8700 |  | FC | 4*300 | Japan
812484 |  |  | 273 | 210 | 103 | 8700 |  | FC | 4*300 | Japan
812460 |  |  | 273 | 210 | 103 | 8700 |  | FC | 4*300 | Japan
830266 |  |  | 273 | 210 | 103 | 8700 |  | FC | 4*300 | Japan
830259 |  |  | 273 | 210 | 103 | 8700 |  | FC | 4*300 | Japan
830242 |  |  | 273 | 210 | 103 | 8700 |  | FC | 4*300 | Japan
812170 |  |  | 273 | 280 | 103 | 11500 |  | FC | 4*300 | Japan
812156 |  |  | 273 | 210 | 103 | 8500 |  | FC | 4*300 | Japan
812163 |  |  | 273 | 280 | 103 | 11500 |  | FC | 4*300 | Japan
812149 |  |  | 273 | 210 | 103 | 8500 |  | FC | 4*300 | Japan
830150 |  |  | 273 | 280 | 103 | 12300 |  | FC | 4*300 | Japan
830044 |  |  | 273 | 210 | 103 | 9100 |  | FC | 4*300 | Japan
830037 |  |  | 273 | 210 | 103 | 9100 |  | FC | 4*300 | Japan
812439 |  |  | 273 | 280 | 103 | 12300 |  | FC | 4*300 | Japan
812453 |  |  | 273 | 280 | 103 | 12300 |  | FC | 4*300 | Japan
812415 |  |  | 273 | 280 | 103 | 12300 |  | FC | 4*300 | Japan
812422 |  |  | 273 | 280 | 103 | 12300 |  | FC | 4*300 | Japan
812446 |  |  | 273 | 280 | 103 | 12300 |  | FC | 4*300 | Japan
812408 |  |  | 273 | 280 | 103 | 12300 |  | FC | 4*300 | Japan
830143 |  |  | 273 | 280 | 103 | 12300 |  | FC | 4*300 | Japan
830136 |  |  | 273 | 280 | 103 | 12300 |  | FC | 4*300 | Japan
830129 |  |  | 273 | 280 | 103 | 12300 |  | FC | 4*300 | Japan
812392 |  |  | 273 | 210 | 103 | 9100 |  | FC | 4*300 | Japan
812378 |  |  | 273 | 210 | 103 | 9100 |  | FC | 4*300 | Japan
812385 |  |  | 273 | 210 | 103 | 9100 |  | FC | 4*300 | Japan
812361 |  |  | 273 | 210 | 103 | 9100 |  | FC | 4*300 | Japan
830020 |  |  | 273 | 210 | 103 | 9100 |  | FC | 4*300 | Japan
830013 |  |  | 273 | 210 | 103 | 9100 |  | FC | 4*300 | Japan
830006 |  |  | 273 | 210 | 103 | 9100 |  | FC | 4*300 | Japan
830174 |  |  | 273 | 280 | 103 | 12300 |  | FC | 4*300 | Japan
830167 |  |  | 273 | 280 | 103 | 12300 |  | FC | 4*300 | Japan
830051 |  |  | 273 | 210 | 103 | 9100 |  | FC | 4*300 | Japan
829918 |  |  | 273 | 280 | 103 | 11900 |  | FC | 4*300 | Japan
829802 |  |  | 273 | 210 | 103 | 8700 |  | FC | 4*300 | Japan
829932 |  |  | 273 | 280 | 103 | 11900 |  | FC | 4*300 | Japan
829796 |  |  | 273 | 210 | 103 | 8700 |  | FC | 4*300 | Japan
829895 |  |  | 273 | 280 | 103 | 11900 |  | FC | 4*300 | Japan
812330 |  |  | 273 | 280 | 103 | 11900 |  | FC | 4*300 | Japan
812354 |  |  | 273 | 280 | 103 | 11900 |  | FC | 4*300 | Japan
812316 |  |  | 273 | 280 | 103 | 11900 |  | FC | 4*300 | Japan
812323 |  |  | 273 | 280 | 103 | 11900 |  | FC | 4*300 | Japan
812347 |  |  | 273 | 280 | 103 | 11900 |  | FC | 4*300 | Japan
812309 |  |  | 273 | 280 | 103 | 11900 |  | FC | 4*300 | Japan
829901 |  |  | 273 | 280 | 103 | 11900 |  | FC | 4*300 | Japan
829888 |  |  | 273 | 280 | 103 | 11900 |  | FC | 4*300 | Japan
829925 |  |  | 273 | 280 | 103 | 11900 |  | FC | 4*300 | Japan
829819 |  |  | 273 | 210 | 103 | 8700 |  | FC | 4*300 | Japan
812293 |  |  | 273 | 210 | 103 | 8700 |  | FC | 4*300 | Japan
812279 |  |  | 273 | 210 | 103 | 8700 |  | FC | 4*300 | Japan
812286 |  |  | 273 | 210 | 103 | 8700 |  | FC | 4*300 | Japan
812262 |  |  | 273 | 210 | 103 | 8700 |  | FC | 4*300 | Japan
829789 |  |  | 273 | 210 | 103 | 8700 |  | FC | 4*300 | Japan
829772 |  |  | 273 | 210 | 103 | 8700 |  | FC | 4*300 | Japan
829765 |  |  | 273 | 210 | 103 | 8700 |  | FC | 4*300 | Japan
812118 |  |  | 273 | 280 | 103 | 11500 |  | FC | 4*300 | Japan
812095 |  |  | 273 | 210 | 103 | 8500 |  | FC | 4*300 | Japan
812101 |  |  | 273 | 280 | 103 | 11500 |  | FC | 4*300 | Japan
812088 |  |  | 273 | 210 | 103 | 8500 |  | FC | 4*300 | Japan
398629 |  |  | 260 | 185 | 103 | 6500 |  | FC | 2*300 | Japan
398490 |  |  | 260 | 140 | 103 | 5000 |  | FC | 2*300 | Japan
398513 |  |  | 260 | 140 | 103 | 5000 |  | FC | 2*300 | Japan
398506 |  |  | 260 | 140 | 103 | 5000 |  | FC | 2*300 | Japan
380471 |  |  | 260 | 185 | 103 | 6500 |  | FC | 2*300 | Japan
380495 |  |  | 260 | 185 | 103 | 6500 |  | FC | 2*300 | Japan
380457 |  |  | 260 | 185 | 103 | 6500 |  | FC | 2*300 | Japan
380464 |  |  | 260 | 185 | 103 | 6500 |  | FC | 2*300 | Japan
380488 |  |  | 260 | 185 | 103 | 6500 |  | FC | 2*300 | Japan
380440 |  |  | 260 | 185 | 103 | 6500 |  | FC | 2*300 | Japan
398582 |  |  | 260 | 185 | 103 | 6500 |  | FC | 2*300 | Japan
380433 |  |  | 260 | 140 | 103 | 5000 |  | FC | 2*300 | Japan
380419 |  |  | 260 | 140 | 103 | 5000 |  | FC | 2*300 | Japan
380426 |  |  | 260 | 140 | 103 | 5000 |  | FC | 2*300 | Japan
380402 |  |  | 260 | 140 | 103 | 5000 |  | FC | 2*300 | Japan
398476 |  |  | 260 | 140 | 103 | 5000 |  | FC | 2*300 | Japan
398469 |  |  | 260 | 140 | 103 | 5000 |  | FC | 2*300 | Japan
398636 |  |  | 260 | 185 | 103 | 6500 |  | FC | 2*300 | Japan
398612 |  |  | 260 | 185 | 103 | 6500 |  | FC | 2*300 | Japan
398599 |  |  | 260 | 185 | 103 | 6500 |  | FC | 2*300 | Japan
397998 |  |  | 260 | 140 | 103 | 5000 |  | FC | 2*300 | Japan
398094 |  |  | 260 | 185 | 103 | 6500 |  | FC | 2*300 | Japan
380372 |  |  | 260 | 185 | 103 | 6500 |  | FC | 2*300 | Japan
380396 |  |  | 260 | 185 | 103 | 6500 |  | FC | 2*300 | Japan
380358 |  |  | 260 | 185 | 103 | 6500 |  | FC | 2*300 | Japan
380365 |  |  | 260 | 185 | 103 | 6500 |  | FC | 2*300 | Japan
380389 |  |  | 260 | 185 | 103 | 6500 |  | FC | 2*300 | Japan
380341 |  |  | 260 | 185 | 103 | 6500 |  | FC | 2*300 | Japan
398087 |  |  | 260 | 185 | 103 | 6500 |  | FC | 2*300 | Japan
380334 |  |  | 260 | 140 | 103 | 5000 |  | FC | 2*300 | Japan
380310 |  |  | 260 | 140 | 103 | 5000 |  | FC | 2*300 | Japan
380327 |  |  | 260 | 140 | 103 | 5000 |  | FC | 2*300 | Japan
380303 |  |  | 260 | 140 | 103 | 5000 |  | FC | 2*300 | Japan
398001 |  |  | 260 | 140 | 103 | 5000 |  | FC | 2*300 | Japan
397974 |  |  | 260 | 140 | 103 | 5000 |  | FC | 2*300 | Japan
397967 |  |  | 260 | 140 | 103 | 5000 |  | FC | 2*300 | Japan
398131 |  |  | 260 | 185 | 103 | 6500 |  | FC | 2*300 | Japan
398117 |  |  | 260 | 185 | 103 | 6500 |  | FC | 2*300 | Japan
398018 |  |  | 260 | 140 | 103 | 5000 |  | FC | 2*300 | Japan
378072 |  |  | 260 | 185 | 103 | 5600 |  | FC | 2*240 | Japan
378010 |  |  | 260 | 140 | 103 | 4200 |  | FC | 2*240 | Japan
378065 |  |  | 260 | 185 | 103 | 5600 |  | FC | 2*240 | Japan
378003 |  |  | 260 | 140 | 103 | 4200 |  | FC | 2*240 | Japan
378850 |  |  | 260 | 185 | 103 | 5600 |  | FC | 2*240 | Japan
381133 |  |  | 260 | 185 | 103 | 5600 |  | FC | 2*240 | Japan
378737 |  |  | 260 | 140 | 103 | 4200 |  | FC | 2*240 | Japan
381119 |  |  | 260 | 140 | 103 | 4200 |  | FC | 2*240 | Japan
378843 |  |  | 260 | 185 | 103 | 5600 |  | FC | 2*240 | Japan
381126 |  |  | 260 | 185 | 103 | 5600 |  | FC | 2*240 | Japan
378720 |  |  | 260 | 140 | 103 | 4200 |  | FC | 2*240 | Japan
381102 |  |  | 260 | 140 | 103 | 4200 |  | FC | 2*240 | Japan
390814 |  |  | 260 | 140 | 103 | 4300 |  | FC | 2*240 | Japan
390821 |  |  | 260 | 140 | 103 | 4300 |  | FC | 2*240 | Japan
391033 |  |  | 260 | 185 | 103 | 5700 |  | FC | 2*240 | Japan
379772 |  |  | 260 | 185 | 103 | 5700 |  | FC | 2*240 | Japan
379796 |  |  | 260 | 185 | 103 | 5700 |  | FC | 2*240 | Japan
379758 |  |  | 260 | 185 | 103 | 5700 |  | FC | 2*240 | Japan
379765 |  |  | 260 | 185 | 103 | 5700 |  | FC | 2*240 | Japan
379789 |  |  | 260 | 185 | 103 | 5700 |  | FC | 2*240 | Japan
391026 |  |  | 260 | 185 | 103 | 5700 |  | FC | 2*240 | Japan
379741 |  |  | 260 | 185 | 103 | 5700 |  | FC | 2*240 | Japan
379659 |  |  | 260 | 140 | 103 | 4300 |  | FC | 2*240 | Japan
379635 |  |  | 260 | 140 | 103 | 4300 |  | FC | 2*240 | Japan
390791 |  |  | 260 | 140 | 103 | 4300 |  | FC | 2*240 | Japan
379642 |  |  | 260 | 140 | 103 | 4300 |  | FC | 2*240 | Japan
390784 |  |  | 260 | 140 | 103 | 4300 |  | FC | 2*240 | Japan
379628 |  |  | 260 | 140 | 103 | 4300 |  | FC | 2*240 | Japan
390838 |  |  | 260 | 140 | 103 | 4300 |  | FC | 2*240 | Japan
391071 |  |  | 260 | 185 | 103 | 5700 |  | FC | 2*240 | Japan
391057 |  |  | 260 | 185 | 103 | 5700 |  | FC | 2*240 | Japan
390937 |  |  | 260 | 185 | 103 | 5700 |  | FC | 2*240 | Japan
390692 |  |  | 260 | 140 | 103 | 4300 |  | FC | 2*240 | Japan
390913 |  |  | 260 | 185 | 103 | 5700 |  | FC | 2*240 | Japan
390715 |  |  | 260 | 140 | 103 | 4300 |  | FC | 2*240 | Japan
379734 |  |  | 260 | 185 | 103 | 5700 |  | FC | 2*240 | Japan
379710 |  |  | 260 | 185 | 103 | 5700 |  | FC | 2*240 | Japan
379727 |  |  | 260 | 185 | 103 | 5700 |  | FC | 2*240 | Japan
390906 |  |  | 260 | 185 | 103 | 5700 |  | FC | 2*240 | Japan
379703 |  |  | 260 | 185 | 103 | 5700 |  | FC | 2*240 | Japan
379611 |  |  | 260 | 140 | 103 | 4300 |  | FC | 2*240 | Japan
390678 |  |  | 260 | 140 | 103 | 4300 |  | FC | 2*240 | Japan
390661 |  |  | 260 | 140 | 103 | 4300 |  | FC | 2*240 | Japan
379604 |  |  | 260 | 140 | 103 | 4300 |  | FC | 2*240 | Japan
390951 |  |  | 260 | 185 | 103 | 5700 |  | FC | 2*240 | Japan
379055 |  |  | 260 | 185 | 103 | 5600 |  | FC | 2*240 | Japan
381331 |  |  | 260 | 185 | 103 | 5600 |  | FC | 2*240 | Japan
378935 |  |  | 260 | 140 | 103 | 4200 |  | FC | 2*240 | Japan
381317 |  |  | 260 | 140 | 103 | 4200 |  | FC | 2*240 | Japan
379048 |  |  | 260 | 185 | 103 | 5600 |  | FC | 2*240 | Japan
381324 |  |  | 260 | 185 | 103 | 5600 |  | FC | 2*240 | Japan
378928 |  |  | 260 | 140 | 103 | 4200 |  | FC | 2*240 | Japan
381300 |  |  | 260 | 140 | 103 | 4200 |  | FC | 2*240 | Japan
398629 |  |  | 260 | 185 | 103 | 5700 |  | FC | 2*240 | Japan
391996 |  |  | 260 | 185 | 103 | 5700 |  | FC | 2*240 | Japan
391989 |  |  | 260 | 185 | 103 | 5700 |  | FC | 2*240 | Japan
379932 |  |  | 260 | 185 | 103 | 5700 |  | FC | 2*240 | Japan
379970 |  |  | 260 | 185 | 103 | 5700 |  | FC | 2*240 | Japan
379994 |  |  | 260 | 185 | 103 | 5700 |  | FC | 2*240 | Japan
379956 |  |  | 260 | 185 | 103 | 5700 |  | FC | 2*240 | Japan
379963 |  |  | 260 | 185 | 103 | 5700 |  | FC | 2*240 | Japan
379987 |  |  | 260 | 185 | 103 | 5700 |  | FC | 2*240 | Japan
379949 |  |  | 260 | 185 | 103 | 5700 |  | FC | 2*240 | Japan
391750 |  |  | 260 | 140 | 103 | 4300 |  | FC | 2*240 | Japan
391743 |  |  | 260 | 140 | 103 | 4300 |  | FC | 2*240 | Japan
379857 |  |  | 260 | 140 | 103 | 4300 |  | FC | 2*240 | Japan
379833 |  |  | 260 | 140 | 103 | 4300 |  | FC | 2*240 | Japan
379840 |  |  | 260 | 140 | 103 | 4300 |  | FC | 2*240 | Japan
379826 |  |  | 260 | 140 | 103 | 4300 |  | FC | 2*240 | Japan
392030 |  |  | 260 | 185 | 103 | 5700 |  | FC | 2*240 | Japan
392016 |  |  | 260 | 185 | 103 | 5700 |  | FC | 2*240 | Japan
391798 |  |  | 260 | 140 | 103 | 4300 |  | FC | 2*240 | Japan
391774 |  |  | 260 | 140 | 103 | 4300 |  | FC | 2*240 | Japan
391781 |  |  | 260 | 140 | 103 | 4300 |  | FC | 2*240 | Japan
391897 |  |  | 260 | 185 | 103 | 5700 |  | FC | 2*240 | Japan
391651 |  |  | 260 | 140 | 103 | 4300 |  | FC | 2*240 | Japan
391873 |  |  | 260 | 185 | 103 | 5700 |  | FC | 2*240 | Japan
391675 |  |  | 260 | 140 | 103 | 4300 |  | FC | 2*240 | Japan
391866 |  |  | 260 | 185 | 103 | 5700 |  | FC | 2*240 | Japan
379918 |  |  | 260 | 185 | 103 | 5700 |  | FC | 2*240 | Japan
379925 |  |  | 260 | 185 | 103 | 5700 |  | FC | 2*240 | Japan
379901 |  |  | 260 | 185 | 103 | 5700 |  | FC | 2*240 | Japan
391637 |  |  | 260 | 140 | 103 | 4300 |  | FC | 2*240 | Japan
391620 |  |  | 260 | 140 | 103 | 4300 |  | FC | 2*240 | Japan
379819 |  |  | 260 | 140 | 103 | 4300 |  | FC | 2*240 | Japan
379802 |  |  | 260 | 140 | 103 | 4300 |  | FC | 2*240 | Japan
391910 |  |  | 260 | 185 | 103 | 5700 |  | FC | 2*240 | Japan
378652 |  |  | 260 | 185 | 103 | 5600 |  | FC | 2*240 | Japan
381430 |  |  | 260 | 140 | 103 | 4200 |  | FC | 2*240 | Japan
378645 |  |  | 260 | 185 | 103 | 5600 |  | FC | 2*240 | Japan
381423 |  |  | 260 | 140 | 103 | 4200 |  | FC | 2*240 | Japan
933615 |  |  | 165 | 140 | 68 | 1900 |  | FC | 120 | Malaysia
933578 |  |  | 165 | 105 | 68 | 1500 |  | FC | 120 | Malaysia
933608 |  |  | 165 | 140 | 68 | 1900 |  | FC | 120 | Malaysia
933561 |  |  | 165 | 105 | 68 | 1500 |  | FC | 120 | Malaysia
930768 |  |  | 165 | 140 | 68 | 1900 |  | FC | 120 | Malaysia
930706 |  |  | 165 | 105 | 68 | 1500 |  | FC | 120 | Malaysia
930751 |  |  | 165 | 140 | 68 | 1900 |  | FC | 120 | Malaysia
930690 |  |  | 165 | 105 | 68 | 1500 |  | FC | 120 | Malaysia
930744 |  |  | 165 | 140 | 68 | 1900 |  | FC | 120 | Malaysia
930683 |  |  | 165 | 105 | 68 | 1500 |  | FC | 120 | Malaysia
933479 |  |  | 165 | 140 | 68 | 1900 |  | FC | 120 | Malaysia
933455 |  |  | 165 | 105 | 68 | 1500 |  | FC | 120 | Malaysia
933462 |  |  | 165 | 140 | 68 | 1900 |  | FC | 120 | Malaysia
933448 |  |  | 165 | 105 | 68 | 1500 |  | FC | 120 | Malaysia
930478 |  |  | 165 | 140 | 68 | 1900 |  | FC | 120 | Malaysia
930355 |  |  | 165 | 105 | 68 | 1500 |  | FC | 120 | Malaysia
930461 |  |  | 165 | 140 | 68 | 1900 |  | FC | 120 | Malaysia
930348 |  |  | 165 | 105 | 68 | 1500 |  | FC | 120 | Malaysia
930454 |  |  | 165 | 140 | 68 | 1900 |  | FC | 120 | Malaysia
930331 |  |  | 165 | 105 | 68 | 1500 |  | FC | 120 | Malaysia
930447 |  |  | 165 | 140 | 68 | 1900 |  | FC | 120 | Malaysia
930324 |  |  | 165 | 105 | 68 | 1500 |  | FC | 120 | Malaysia
930430 |  |  | 165 | 140 | 68 | 1900 |  | FC | 120 | Malaysia
930317 |  |  | 165 | 105 | 68 | 1500 |  | FC | 120 | Malaysia
930423 |  |  | 165 | 140 | 68 | 1900 |  | FC | 120 | Malaysia
930300 |  |  | 165 | 105 | 68 | 1500 |  | FC | 120 | Malaysia
936395 |  |  | 165 | 140 | 68 | 1900 |  | FC | 120 | Malaysia
936388 |  |  | 165 | 105 | 68 | 1500 |  | FC | 120 | Malaysia
327759 |  |  | 165 | 35 | 68 | 500 |  | FC | 120 | Japan
327742 |  |  | 165 | 35 | 68 | 500 |  | FC | 120 | Japan
344473 |  |  | 165 | 35 | 68 | 500 |  | FC | 120 | Japan
327728 |  |  | 165 | 35 | 68 | 500 |  | FC | 120 | Japan
327735 |  |  | 165 | 35 | 68 | 500 |  | FC | 120 | Japan
344497 |  |  | 165 | 35 | 68 | 500 |  | FC | 120 | Japan
344503 |  |  | 165 | 35 | 68 | 500 |  | FC | 120 | Japan
344480 |  |  | 165 | 35 | 68 | 500 |  | FC | 120 | Japan
344459 |  |  | 165 | 35 | 68 | 500 |  | FC | 120 | Japan
344442 |  |  | 165 | 35 | 68 | 500 |  | FC | 120 | Japan
344435 |  |  | 165 | 35 | 68 | 500 |  | FC | 120 | Japan
327704 |  |  | 165 | 35 | 68 | 500 |  | FC | 120 | Japan
327711 |  |  | 165 | 35 | 68 | 500 |  | FC | 120 | Japan
344466 |  |  | 165 | 35 | 68 | 500 |  | FC | 120 | Japan
344732 |  |  | 165 | 140 | 103 | 3300 |  | FC | 120 | Japan
344749 |  |  | 165 | 140 | 103 | 3300 |  | FC | 120 | Japan
344725 |  |  | 165 | 140 | 103 | 3300 |  | FC | 120 | Japan
344718 |  |  | 165 | 140 | 103 | 3300 |  | FC | 120 | Japan
319006 |  |  | 165 | 35 | 68 | 500 |  | FC | 120 | Japan
319020 |  |  | 165 | 35 | 68 | 500 |  | FC | 120 | Japan
344695 |  |  | 165 | 105 | 103 | 2500 |  | FC | 120 | Japan
344701 |  |  | 165 | 105 | 103 | 2500 |  | FC | 120 | Japan
344688 |  |  | 165 | 105 | 103 | 2500 |  | FC | 120 | Japan
344671 |  |  | 165 | 105 | 103 | 2500 |  | FC | 120 | Japan
327926 |  |  | 165 | 35 | 68 | 500 |  | FC | 120 | Japan
327957 |  |  | 165 | 35 | 68 | 500 |  | FC | 120 | Japan
327940 |  |  | 165 | 35 | 68 | 500 |  | FC | 120 | Japan
327933 |  |  | 165 | 35 | 68 | 500 |  | FC | 120 | Japan
344657 |  |  | 165 | 140 | 103 | 3300 |  | FC | 120 | Japan
344664 |  |  | 165 | 140 | 103 | 3300 |  | FC | 120 | Japan
344640 |  |  | 165 | 140 | 103 | 3300 |  | FC | 120 | Japan
344633 |  |  | 165 | 140 | 103 | 3300 |  | FC | 120 | Japan
327902 |  |  | 165 | 35 | 68 | 500 |  | FC | 120 | Japan
327919 |  |  | 165 | 35 | 68 | 500 |  | FC | 120 | Japan
344619 |  |  | 165 | 105 | 103 | 2500 |  | FC | 120 | Japan
344626 |  |  | 165 | 105 | 103 | 2500 |  | FC | 120 | Japan
344602 |  |  | 165 | 105 | 103 | 2500 |  | FC | 120 | Japan
344596 |  |  | 165 | 105 | 103 | 2500 |  | FC | 120 | Japan
327841 |  |  | 165 | 35 | 68 | 500 |  | FC | 120 | Japan
327827 |  |  | 165 | 35 | 68 | 500 |  | FC | 120 | Japan
327858 |  |  | 165 | 35 | 68 | 500 |  | FC | 120 | Japan
327834 |  |  | 165 | 35 | 68 | 500 |  | FC | 120 | Japan
344572 |  |  | 165 | 140 | 103 | 3300 |  | FC | 120 | Japan
344589 |  |  | 165 | 140 | 103 | 3300 |  | FC | 120 | Japan
344510 |  |  | 165 | 35 | 68 | 500 |  | FC | 120 | Japan
327803 |  |  | 165 | 35 | 68 | 500 |  | FC | 120 | Japan
327810 |  |  | 165 | 35 | 68 | 500 |  | FC | 120 | Japan
344534 |  |  | 165 | 35 | 68 | 500 |  | FC | 120 | Japan
344527 |  |  | 165 | 35 | 68 | 500 |  | FC | 120 | Japan
312137 |  |  | 165 | 140 | 68 | 1900 |  | FC | 120 | Japan
329357 |  |  | 165 | 140 | 68 | 1900 |  | FC | 120 | Japan
312038 |  |  | 165 | 105 | 68 | 1500 |  | FC | 120 | Japan
329326 |  |  | 165 | 105 | 68 | 1500 |  | FC | 120 | Japan
312151 |  |  | 165 | 140 | 68 | 1900 |  | FC | 120 | Japan
329340 |  |  | 165 | 140 | 68 | 1900 |  | FC | 120 | Japan
312052 |  |  | 165 | 105 | 68 | 1500 |  | FC | 120 | Japan
329319 |  |  | 165 | 105 | 68 | 1500 |  | FC | 120 | Japan
312120 |  |  | 165 | 140 | 68 | 1900 |  | FC | 120 | Japan
329333 |  |  | 165 | 140 | 68 | 1900 |  | FC | 120 | Japan
312021 |  |  | 165 | 105 | 68 | 1500 |  | FC | 120 | Japan
329302 |  |  | 165 | 105 | 68 | 1500 |  | FC | 120 | Japan
331756 |  |  | 165 | 140 | 103 | 3100 |  | FC | 120 | Japan
331732 |  |  | 165 | 140 | 103 | 3100 |  | FC | 120 | Japan
331749 |  |  | 165 | 140 | 103 | 3100 |  | FC | 120 | Japan
331725 |  |  | 165 | 140 | 103 | 3100 |  | FC | 120 | Japan
343216 |  |  | 165 | 140 | 103 | 3100 |  | FC | 120 | Japan
343223 |  |  | 165 | 140 | 103 | 3100 |  | FC | 120 | Japan
343209 |  |  | 165 | 140 | 103 | 3100 |  | FC | 120 | Japan
343193 |  |  | 165 | 140 | 103 | 3100 |  | FC | 120 | Japan
331718 |  |  | 165 | 105 | 103 | 2300 |  | FC | 120 | Japan
343179 |  |  | 165 | 105 | 103 | 2300 |  | FC | 120 | Japan
343162 |  |  | 165 | 105 | 103 | 2300 |  | FC | 120 | Japan
343155 |  |  | 165 | 105 | 103 | 2300 |  | FC | 120 | Japan
331701 |  |  | 165 | 105 | 103 | 2300 |  | FC | 120 | Japan
343186 |  |  | 165 | 105 | 103 | 2300 |  | FC | 120 | Japan
331954 |  |  | 165 | 140 | 103 | 3100 |  | FC | 120 | Japan
331947 |  |  | 165 | 140 | 103 | 3100 |  | FC | 120 | Japan
331923 |  |  | 165 | 140 | 103 | 3100 |  | FC | 120 | Japan
331930 |  |  | 165 | 140 | 103 | 3100 |  | FC | 120 | Japan
343469 |  |  | 165 | 140 | 103 | 3100 |  | FC | 120 | Japan
343445 |  |  | 165 | 140 | 103 | 3100 |  | FC | 120 | Japan
343452 |  |  | 165 | 140 | 103 | 3100 |  | FC | 120 | Japan
343438 |  |  | 165 | 140 | 103 | 3100 |  | FC | 120 | Japan
343414 |  |  | 165 | 105 | 103 | 2300 |  | FC | 120 | Japan
343407 |  |  | 165 | 105 | 103 | 2300 |  | FC | 120 | Japan
343391 |  |  | 165 | 105 | 103 | 2300 |  | FC | 120 | Japan
331909 |  |  | 165 | 105 | 103 | 2300 |  | FC | 120 | Japan
331916 |  |  | 165 | 105 | 103 | 2300 |  | FC | 120 | Japan
343421 |  |  | 165 | 105 | 103 | 2300 |  | FC | 120 | Japan
337857 |  |  | 165 | 140 | 103 | 3100 |  | FC | 120 | Japan
337840 |  |  | 165 | 140 | 103 | 3100 |  | FC | 120 | Japan
343353 |  |  | 165 | 140 | 103 | 3100 |  | FC | 120 | Japan
337826 |  |  | 165 | 140 | 103 | 3100 |  | FC | 120 | Japan
337833 |  |  | 165 | 140 | 103 | 3100 |  | FC | 120 | Japan
343377 |  |  | 165 | 140 | 103 | 3100 |  | FC | 120 | Japan
343384 |  |  | 165 | 140 | 103 | 3100 |  | FC | 120 | Japan
343360 |  |  | 165 | 140 | 103 | 3100 |  | FC | 120 | Japan
343339 |  |  | 165 | 105 | 103 | 2300 |  | FC | 120 | Japan
343322 |  |  | 165 | 105 | 103 | 2300 |  | FC | 120 | Japan
343315 |  |  | 165 | 105 | 103 | 2300 |  | FC | 120 | Japan
337802 |  |  | 165 | 105 | 103 | 2300 |  | FC | 120 | Japan
337819 |  |  | 165 | 105 | 103 | 2300 |  | FC | 120 | Japan
343346 |  |  | 165 | 105 | 103 | 2300 |  | FC | 120 | Japan
331855 |  |  | 165 | 140 | 103 | 3100 |  | FC | 120 | Japan
331831 |  |  | 165 | 140 | 103 | 3100 |  | FC | 120 | Japan
331848 |  |  | 165 | 140 | 103 | 3100 |  | FC | 120 | Japan
343278 |  |  | 165 | 140 | 103 | 3100 |  | FC | 120 | Japan
331824 |  |  | 165 | 140 | 103 | 3100 |  | FC | 120 | Japan
343292 |  |  | 165 | 140 | 103 | 3100 |  | FC | 120 | Japan
343308 |  |  | 165 | 140 | 103 | 3100 |  | FC | 120 | Japan
343285 |  |  | 165 | 140 | 103 | 3100 |  | FC | 120 | Japan
343254 |  |  | 165 | 105 | 103 | 2300 |  | FC | 120 | Japan
343247 |  |  | 165 | 105 | 103 | 2300 |  | FC | 120 | Japan
343230 |  |  | 165 | 105 | 103 | 2300 |  | FC | 120 | Japan
331800 |  |  | 165 | 105 | 103 | 2300 |  | FC | 120 | Japan
331817 |  |  | 165 | 105 | 103 | 2300 |  | FC | 120 | Japan
343261 |  |  | 165 | 105 | 103 | 2300 |  | FC | 120 | Japan
312335 |  |  | 165 | 140 | 68 | 1900 |  | FC | 120 | Japan
329456 |  |  | 165 | 140 | 68 | 1900 |  | FC | 120 | Japan
312236 |  |  | 165 | 105 | 68 | 1500 |  | FC | 120 | Japan
329425 |  |  | 165 | 105 | 68 | 1500 |  | FC | 120 | Japan
312359 |  |  | 165 | 140 | 68 | 1900 |  | FC | 120 | Japan
329449 |  |  | 165 | 140 | 68 | 1900 |  | FC | 120 | Japan
312250 |  |  | 165 | 105 | 68 | 1500 |  | FC | 120 | Japan
329418 |  |  | 165 | 105 | 68 | 1500 |  | FC | 120 | Japan
312328 |  |  | 165 | 140 | 68 | 1900 |  | FC | 120 | Japan
329432 |  |  | 165 | 140 | 68 | 1900 |  | FC | 120 | Japan
312229 |  |  | 165 | 105 | 68 | 1500 |  | FC | 120 | Japan
329401 |  |  | 165 | 105 | 68 | 1500 |  | FC | 120 | Japan
332036 |  |  | 165 | 140 | 103 | 3100 |  | FC | 120 | Japan
332050 |  |  | 165 | 140 | 103 | 3100 |  | FC | 120 | Japan
332043 |  |  | 165 | 140 | 103 | 3100 |  | FC | 120 | Japan
343834 |  |  | 165 | 140 | 103 | 3100 |  | FC | 120 | Japan
343865 |  |  | 165 | 140 | 103 | 3100 |  | FC | 120 | Japan
332029 |  |  | 165 | 140 | 103 | 3100 |  | FC | 120 | Japan
343858 |  |  | 165 | 140 | 103 | 3100 |  | FC | 120 | Japan
343841 |  |  | 165 | 140 | 103 | 3100 |  | FC | 120 | Japan
343810 |  |  | 165 | 105 | 103 | 2300 |  | FC | 120 | Japan
343803 |  |  | 165 | 105 | 103 | 2300 |  | FC | 120 | Japan
343797 |  |  | 165 | 105 | 103 | 2300 |  | FC | 120 | Japan
332005 |  |  | 165 | 105 | 103 | 2300 |  | FC | 120 | Japan
332012 |  |  | 165 | 105 | 103 | 2300 |  | FC | 120 | Japan
343827 |  |  | 165 | 105 | 103 | 2300 |  | FC | 120 | Japan
332258 |  |  | 165 | 140 | 103 | 3100 |  | FC | 120 | Japan
332241 |  |  | 165 | 140 | 103 | 3100 |  | FC | 120 | Japan
344077 |  |  | 165 | 140 | 103 | 3100 |  | FC | 120 | Japan
337949 |  |  | 165 | 140 | 103 | 3100 |  | FC | 120 | Japan
332227 |  |  | 165 | 140 | 103 | 3100 |  | FC | 120 | Japan
332234 |  |  | 165 | 140 | 103 | 3100 |  | FC | 120 | Japan
344091 |  |  | 165 | 140 | 103 | 3100 |  | FC | 120 | Japan
344107 |  |  | 165 | 140 | 103 | 3100 |  | FC | 120 | Japan
344084 |  |  | 165 | 140 | 103 | 3100 |  | FC | 120 | Japan
344053 |  |  | 165 | 105 | 103 | 2300 |  | FC | 120 | Japan
344046 |  |  | 165 | 105 | 103 | 2300 |  | FC | 120 | Japan
344039 |  |  | 165 | 105 | 103 | 2300 |  | FC | 120 | Japan
332203 |  |  | 165 | 105 | 103 | 2300 |  | FC | 120 | Japan
332210 |  |  | 165 | 105 | 103 | 2300 |  | FC | 120 | Japan
344060 |  |  | 165 | 105 | 103 | 2300 |  | FC | 120 | Japan
337970 |  |  | 165 | 140 | 103 | 3100 |  | FC | 120 | Japan
337963 |  |  | 165 | 140 | 103 | 3100 |  | FC | 120 | Japan
343995 |  |  | 165 | 140 | 103 | 3100 |  | FC | 120 | Japan
337956 |  |  | 165 | 140 | 103 | 3100 |  | FC | 120 | Japan
344015 |  |  | 165 | 140 | 103 | 3100 |  | FC | 120 | Japan
344022 |  |  | 165 | 140 | 103 | 3100 |  | FC | 120 | Japan
344008 |  |  | 165 | 140 | 103 | 3100 |  | FC | 120 | Japan
343971 |  |  | 165 | 105 | 103 | 2300 |  | FC | 120 | Japan
343964 |  |  | 165 | 105 | 103 | 2300 |  | FC | 120 | Japan
343957 |  |  | 165 | 105 | 103 | 2300 |  | FC | 120 | Japan
337925 |  |  | 165 | 105 | 103 | 2300 |  | FC | 120 | Japan
337932 |  |  | 165 | 105 | 103 | 2300 |  | FC | 120 | Japan
343988 |  |  | 165 | 105 | 103 | 2300 |  | FC | 120 | Japan
332159 |  |  | 165 | 140 | 103 | 3100 |  | FC | 120 | Japan
332142 |  |  | 165 | 140 | 103 | 3100 |  | FC | 120 | Japan
343919 |  |  | 165 | 140 | 103 | 3100 |  | FC | 120 | Japan
332128 |  |  | 165 | 140 | 103 | 3100 |  | FC | 120 | Japan
343926 |  |  | 165 | 140 | 103 | 3100 |  | FC | 120 | Japan
332135 |  |  | 165 | 140 | 103 | 3100 |  | FC | 120 | Japan
343933 |  |  | 165 | 140 | 103 | 3100 |  | FC | 120 | Japan
343896 |  |  | 165 | 105 | 103 | 2300 |  | FC | 120 | Japan
343889 |  |  | 165 | 105 | 103 | 2300 |  | FC | 120 | Japan
332104 |  |  | 165 | 105 | 103 | 2300 |  | FC | 120 | Japan
343872 |  |  | 165 | 105 | 103 | 2300 |  | FC | 120 | Japan
332111 |  |  | 165 | 105 | 103 | 2300 |  | FC | 120 | Japan
343902 |  |  | 165 | 105 | 103 | 2300 |  | FC | 120 | Japan
343940 |  |  | 165 | 105 | 103 | 2300 |  | FC | 120 | Japan
597022 |  |  | 130 | 100 | 68 | 1000 |  | FC | 120 | China
592713 |  |  | 130 | 100 | 68 | 1000 |  | FW | 120 | China
596889 |  |  | 130 | 75 | 68 | 800 |  | FC | 120 | China
592577 |  |  | 130 | 75 | 68 | 800 |  | FW | 120 | China
597015 |  |  | 130 | 100 | 68 | 1000 |  | FC | 120 | China
592706 |  |  | 130 | 100 | 68 | 1000 |  | FW | 120 | China
596872 |  |  | 130 | 75 | 68 | 800 |  | FC | 120 | China
592560 |  |  | 130 | 75 | 68 | 800 |  | FW | 120 | China
597008 |  |  | 130 | 100 | 68 | 1000 |  | FC | 120 | China
592690 |  |  | 130 | 100 | 68 | 1000 |  | FW | 120 | China
596865 |  |  | 130 | 75 | 68 | 800 |  | FC | 120 | China
592553 |  |  | 130 | 75 | 68 | 800 |  | FW | 120 | China
596995 |  |  | 130 | 100 | 68 | 1000 |  | FC | 120 | China
592683 |  |  | 130 | 100 | 68 | 1000 |  | FW | 120 | China
596858 |  |  | 130 | 75 | 68 | 800 |  | FC | 120 | China
592546 |  |  | 130 | 75 | 68 | 800 |  | FW | 120 | China
597053 |  |  | 130 | 100 | 68 | 1000 |  | FC | 120 | China
592744 |  |  | 130 | 100 | 68 | 1000 |  | FW | 120 | China
596919 |  |  | 130 | 75 | 68 | 800 |  | FC | 120 | China
592607 |  |  | 130 | 75 | 68 | 800 |  | FW | 120 | China
597046 |  |  | 130 | 100 | 68 | 1000 |  | FC | 120 | China
592737 |  |  | 130 | 100 | 68 | 1000 |  | FW | 120 | China
596902 |  |  | 130 | 75 | 68 | 800 |  | FC | 120 | China
592591 |  |  | 130 | 75 | 68 | 800 |  | FW | 120 | China
597039 |  |  | 130 | 100 | 68 | 1000 |  | FC | 120 | China
592720 |  |  | 130 | 100 | 68 | 1000 |  | FW | 120 | China
596896 |  |  | 130 | 75 | 68 | 800 |  | FC | 120 | China
592584 |  |  | 130 | 75 | 68 | 800 |  | FW | 120 | China
596223 |  |  | 130 | 100 | 68 | 1000 |  | FC | 120 | China
596117 |  |  | 130 | 75 | 68 | 800 |  | FC | 120 | China
596216 |  |  | 130 | 100 | 68 | 1000 |  | FC | 120 | China
596100 |  |  | 130 | 75 | 68 | 800 |  | FC | 120 | China
596209 |  |  | 130 | 100 | 68 | 1000 |  | FC | 120 | China
596094 |  |  | 130 | 75 | 68 | 800 |  | FC | 120 | China
596193 |  |  | 130 | 100 | 68 | 1000 |  | FC | 120 | China
596087 |  |  | 130 | 75 | 68 | 800 |  | FC | 120 | China
596186 |  |  | 130 | 100 | 68 | 1000 |  | FC | 120 | China
596070 |  |  | 130 | 75 | 68 | 800 |  | FC | 120 | China
596179 |  |  | 130 | 100 | 68 | 1000 |  | FC | 120 | China
596063 |  |  | 130 | 75 | 68 | 800 |  | FC | 120 | China
596162 |  |  | 130 | 100 | 68 | 1000 |  | FC | 120 | China
596056 |  |  | 130 | 75 | 68 | 800 |  | FC | 120 | China
596155 |  |  | 130 | 100 | 68 | 1000 |  | FC | 120 | China
596049 |  |  | 130 | 75 | 68 | 800 |  | FC | 120 | China
596254 |  |  | 130 | 100 | 68 | 1000 |  | FC | 120 | China
596148 |  |  | 130 | 75 | 68 | 800 |  | FC | 120 | China
596247 |  |  | 130 | 100 | 68 | 1000 |  | FC | 120 | China
596131 |  |  | 130 | 75 | 68 | 800 |  | FC | 120 | China
596230 |  |  | 130 | 100 | 68 | 1000 |  | FC | 120 | China
596124 |  |  | 130 | 75 | 68 | 800 |  | FC | 120 | China
596742 |  |  | 130 | 100 | 68 | 1000 |  | FC | 120 | China
592157 |  |  | 130 | 100 | 68 | 1000 |  | FW | 120 | China
596605 |  |  | 130 | 100 | 68 | 1000 |  | FC | 120 | China
592010 |  |  | 130 | 100 | 68 | 1000 |  | FW | 120 | China
596735 |  |  | 130 | 100 | 68 | 1000 |  | FC | 120 | China
592140 |  |  | 130 | 100 | 68 | 1000 |  | FW | 120 | China
596599 |  |  | 130 | 100 | 68 | 1000 |  | FC | 120 | China
592003 |  |  | 130 | 100 | 68 | 1000 |  | FW | 120 | China
596728 |  |  | 130 | 100 | 68 | 1000 |  | FC | 120 | China
592133 |  |  | 130 | 100 | 68 | 1000 |  | FW | 120 | China
596582 |  |  | 130 | 100 | 68 | 1000 |  | FC | 120 | China
591990 |  |  | 130 | 100 | 68 | 1000 |  | FW | 120 | China
596711 |  |  | 130 | 100 | 68 | 1000 |  | FC | 120 | China
592126 |  |  | 130 | 100 | 68 | 1000 |  | FW | 120 | China
596575 |  |  | 130 | 100 | 68 | 1000 |  | FC | 120 | China
591983 |  |  | 130 | 100 | 68 | 1000 |  | FW | 120 | China
596773 |  |  | 130 | 100 | 68 | 1000 |  | FC | 120 | China
592188 |  |  | 130 | 100 | 68 | 1000 |  | FW | 120 | China
596636 |  |  | 130 | 100 | 68 | 1000 |  | FC | 120 | China
592041 |  |  | 130 | 100 | 68 | 1000 |  | FW | 120 | China
596766 |  |  | 130 | 100 | 68 | 1000 |  | FC | 120 | China
592171 |  |  | 130 | 100 | 68 | 1000 |  | FW | 120 | China
596629 |  |  | 130 | 100 | 68 | 1000 |  | FC | 120 | China
592034 |  |  | 130 | 100 | 68 | 1000 |  | FW | 120 | China
596759 |  |  | 130 | 100 | 68 | 1000 |  | FC | 120 | China
592164 |  |  | 130 | 100 | 68 | 1000 |  | FW | 120 | China
596612 |  |  | 130 | 100 | 68 | 1000 |  | FC | 120 | China
592027 |  |  | 130 | 100 | 68 | 1000 |  | FW | 120 | China
595509 |  |  | 130 | 100 | 68 | 1000 |  | FC | 120 | China
595394 |  |  | 130 | 75 | 68 | 800 |  | FC | 120 | China
595493 |  |  | 130 | 100 | 68 | 1000 |  | FC | 120 | China
595387 |  |  | 130 | 75 | 68 | 800 |  | FC | 120 | China
595486 |  |  | 130 | 100 | 68 | 1000 |  | FC | 120 | China
595370 |  |  | 130 | 75 | 68 | 800 |  | FC | 120 | China
595479 |  |  | 130 | 100 | 68 | 1000 |  | FC | 120 | China
595363 |  |  | 130 | 75 | 68 | 800 |  | FC | 120 | China
595462 |  |  | 130 | 100 | 68 | 1000 |  | FC | 120 | China
595356 |  |  | 130 | 75 | 68 | 800 |  | FC | 120 | China
595455 |  |  | 130 | 100 | 68 | 1000 |  | FC | 120 | China
595349 |  |  | 130 | 75 | 68 | 800 |  | FC | 120 | China
595448 |  |  | 130 | 100 | 68 | 1000 |  | FC | 120 | China
595332 |  |  | 130 | 75 | 68 | 800 |  | FC | 120 | China
595431 |  |  | 130 | 100 | 68 | 1000 |  | FC | 120 | China
595325 |  |  | 130 | 75 | 68 | 800 |  | FC | 120 | China
595530 |  |  | 130 | 100 | 68 | 1000 |  | FC | 120 | China
595424 |  |  | 130 | 75 | 68 | 800 |  | FC | 120 | China
595523 |  |  | 130 | 100 | 68 | 1000 |  | FC | 120 | China
595417 |  |  | 130 | 75 | 68 | 800 |  | FC | 120 | China
595516 |  |  | 130 | 100 | 68 | 1000 |  | FC | 120 | China
595400 |  |  | 130 | 75 | 68 | 800 |  | FC | 120 | China
326936 |  |  | 165 | 140 | 68 | 1900 |  | FC | 120 | Malaysia
328435 |  |  | 165 | 140 | 68 | 1900 |  | FC | 120 | Japan
326868 |  |  | 165 | 105 | 68 | 1500 |  | FC | 120 | Malaysia
328336 |  |  | 165 | 105 | 68 | 1500 |  | FC | 120 | Japan
326929 |  |  | 165 | 140 | 68 | 1900 |  | FC | 120 | Malaysia
328428 |  |  | 165 | 140 | 68 | 1900 |  | FC | 120 | Japan
326851 |  |  | 165 | 105 | 68 | 1500 |  | FC | 120 | Malaysia
328329 |  |  | 165 | 105 | 68 | 1500 |  | FC | 120 | Japan
326912 |  |  | 165 | 140 | 68 | 1900 |  | FC | 120 | Malaysia
328411 |  |  | 165 | 140 | 68 | 1900 |  | FC | 120 | Japan
326844 |  |  | 165 | 105 | 68 | 1500 |  | FC | 120 | Malaysia
328312 |  |  | 165 | 105 | 68 | 1500 |  | FC | 120 | Japan
326905 |  |  | 165 | 140 | 68 | 1900 |  | FC | 120 | Malaysia
328404 |  |  | 165 | 140 | 68 | 1900 |  | FC | 120 | Japan
326837 |  |  | 165 | 105 | 68 | 1500 |  | FC | 120 | Malaysia
328305 |  |  | 165 | 105 | 68 | 1500 |  | FC | 120 | Japan
328466 |  |  | 165 | 140 | 68 | 1900 |  | FC | 120 | Japan
328367 |  |  | 165 | 105 | 68 | 1500 |  | FC | 120 | Japan
326967 |  |  | 165 | 140 | 68 | 1900 |  | FC | 120 | Malaysia
326899 |  |  | 165 | 105 | 68 | 1500 |  | FC | 120 | Malaysia
328459 |  |  | 165 | 140 | 68 | 1900 |  | FC | 120 | Japan
328350 |  |  | 165 | 105 | 68 | 1500 |  | FC | 120 | Japan
326950 |  |  | 165 | 140 | 68 | 1900 |  | FC | 120 | Malaysia
326882 |  |  | 165 | 105 | 68 | 1500 |  | FC | 120 | Malaysia
328442 |  |  | 165 | 140 | 68 | 1900 |  | FC | 120 | Japan
328343 |  |  | 165 | 105 | 68 | 1500 |  | FC | 120 | Japan
326943 |  |  | 165 | 140 | 68 | 1900 |  | FC | 120 | Malaysia
326875 |  |  | 165 | 105 | 68 | 1500 |  | FC | 120 | Malaysia
326776 |  |  | 165 | 35 | 68 | 500 |  | FC | 120 | Japan
326769 |  |  | 165 | 35 | 68 | 500 |  | FC | 120 | Japan
326752 |  |  | 165 | 35 | 68 | 500 |  | FC | 120 | Japan
326745 |  |  | 165 | 35 | 68 | 500 |  | FC | 120 | Japan
326738 |  |  | 165 | 35 | 68 | 500 |  | FC | 120 | Japan
326721 |  |  | 165 | 35 | 68 | 500 |  | FC | 120 | Japan
319044 |  |  | 165 | 35 | 68 | 500 |  | FC | 120 | Japan
319013 |  |  | 165 | 35 | 68 | 500 |  | FC | 120 | Japan
319051 |  |  | 165 | 35 | 68 | 500 |  | FC | 120 | Japan
319037 |  |  | 165 | 35 | 68 | 500 |  | FC | 120 | Japan
326714 |  |  | 165 | 35 | 68 | 500 |  | FC | 120 | Japan
326707 |  |  | 165 | 35 | 68 | 500 |  | FC | 120 | Japan
326806 |  |  | 165 | 35 | 68 | 500 |  | FC | 120 | Japan
344558 |  |  | 165 | 35 | 68 | 500 |  | FC | 120 | Japan
344565 |  |  | 165 | 35 | 68 | 500 |  | FC | 120 | Japan
344541 |  |  | 165 | 35 | 68 | 500 |  | FC | 120 | Japan
326790 |  |  | 165 | 35 | 68 | 500 |  | FC | 120 | Japan
326783 |  |  | 165 | 35 | 68 | 500 |  | FC | 120 | Japan
327131 |  |  | 165 | 140 | 68 | 1900 |  | FC | 120 | Malaysia
328718 |  |  | 165 | 140 | 68 | 1900 |  | FC | 120 | Malaysia
327032 |  |  | 165 | 105 | 68 | 1500 |  | FC | 120 | Malaysia
328619 |  |  | 165 | 105 | 68 | 1500 |  | FC | 120 | Malaysia
327124 |  |  | 165 | 140 | 68 | 1900 |  | FC | 120 | Malaysia
328701 |  |  | 165 | 140 | 68 | 1900 |  | FC | 120 | Malaysia
327025 |  |  | 165 | 105 | 68 | 1500 |  | FC | 120 | Malaysia
328602 |  |  | 165 | 105 | 68 | 1500 |  | FC | 120 | Malaysia
327162 |  |  | 165 | 140 | 68 | 1900 |  | FC | 120 | Malaysia
328749 |  |  | 165 | 140 | 68 | 1900 |  | FC | 120 | Malaysia
327063 |  |  | 165 | 105 | 68 | 1500 |  | FC | 120 | Malaysia
328640 |  |  | 165 | 105 | 68 | 1500 |  | FC | 120 | Malaysia
327155 |  |  | 165 | 140 | 68 | 1900 |  | FC | 120 | Malaysia
328732 |  |  | 165 | 140 | 68 | 1900 |  | FC | 120 | Malaysia
327056 |  |  | 165 | 105 | 68 | 1500 |  | FC | 120 | Malaysia
328633 |  |  | 165 | 105 | 68 | 1500 |  | FC | 120 | Malaysia
327148 |  |  | 165 | 140 | 68 | 1900 |  | FC | 120 | Malaysia
328725 |  |  | 165 | 140 | 68 | 1900 |  | FC | 120 | Malaysia
327049 |  |  | 165 | 105 | 68 | 1500 |  | FC | 120 | Malaysia
328626 |  |  | 165 | 105 | 68 | 1500 |  | FC | 120 | Malaysia
570971 |  |  | 370 | 280 | 140 | 35000 |  | FC | 4*300 | Japan
570988 |  |  | 370 | 280 | 140 | 35000 |  | FC | 4*300 | Japan
570957 |  |  | 370 | 280 | 140 | 35000 |  | FC | 4*300 | Japan
570964 |  |  | 370 | 280 | 140 | 35000 |  | FC | 4*300 | Japan
570919 |  |  | 370 | 210 | 140 | 27000 |  | FC | 4*300 | Japan
570513 |  |  | 370 | 280 | 140 | 35000 |  | FC | 4*300 | Japan
570537 |  |  | 370 | 280 | 140 | 35000 |  | FC | 4*300 | Japan
570490 |  |  | 370 | 280 | 140 | 35000 |  | FC | 4*300 | Japan
570506 |  |  | 370 | 280 | 140 | 35000 |  | FC | 4*300 | Japan
570520 |  |  | 370 | 280 | 140 | 35000 |  | FC | 4*300 | Japan
570940 |  |  | 370 | 280 | 140 | 35000 |  | FC | 4*300 | Japan
570483 |  |  | 370 | 280 | 140 | 35000 |  | FC | 4*300 | Japan
570933 |  |  | 370 | 210 | 140 | 27000 |  | FC | 4*300 | Japan
570438 |  |  | 370 | 210 | 140 | 27000 |  | FC | 4*300 | Japan
570414 |  |  | 370 | 210 | 140 | 27000 |  | FC | 4*300 | Japan
570926 |  |  | 370 | 210 | 140 | 27000 |  | FC | 4*300 | Japan
570421 |  |  | 370 | 210 | 140 | 27000 |  | FC | 4*300 | Japan
570902 |  |  | 370 | 210 | 140 | 27000 |  | FC | 4*300 | Japan
570407 |  |  | 370 | 210 | 140 | 27000 |  | FC | 4*300 | Japan
570995 |  |  | 370 | 280 | 140 | 35000 |  | FC | 4*300 | Japan
570872 |  |  | 370 | 280 | 140 | 35000 |  | RC | 4*300 | Japan
570889 |  |  | 370 | 280 | 140 | 35000 |  | RC | 4*300 | Japan
570834 |  |  | 370 | 210 | 140 | 27000 |  | RC | 4*300 | Japan
570858 |  |  | 370 | 280 | 140 | 35000 |  | RC | 4*300 | Japan
570865 |  |  | 370 | 280 | 140 | 35000 |  | RC | 4*300 | Japan
570810 |  |  | 370 | 210 | 140 | 27000 |  | RC | 4*300 | Japan
570827 |  |  | 370 | 210 | 140 | 27000 |  | RC | 4*300 | Japan
570315 |  |  | 370 | 280 | 140 | 35000 |  | FC | 4*300 | Japan
570339 |  |  | 370 | 280 | 140 | 35000 |  | FC | 4*300 | Japan
570292 |  |  | 370 | 280 | 140 | 35000 |  | FC | 4*300 | Japan
570308 |  |  | 370 | 280 | 140 | 35000 |  | FC | 4*300 | Japan
570322 |  |  | 370 | 280 | 140 | 35000 |  | FC | 4*300 | Japan
570841 |  |  | 370 | 280 | 140 | 35000 |  | RC | 4*300 | Japan
570285 |  |  | 370 | 280 | 140 | 35000 |  | FC | 4*300 | Japan
570230 |  |  | 370 | 210 | 140 | 27000 |  | FC | 4*300 | Japan
570216 |  |  | 370 | 210 | 140 | 27000 |  | FC | 4*300 | Japan
570223 |  |  | 370 | 210 | 140 | 27000 |  | FC | 4*300 | Japan
570803 |  |  | 370 | 210 | 140 | 27000 |  | RC | 4*300 | Japan
570209 |  |  | 370 | 210 | 140 | 27000 |  | FC | 4*300 | Japan
570896 |  |  | 370 | 280 | 140 | 35000 |  | RC | 4*300 | Japan
255137 |  |  | 155 | 120 | 68 | 1400 |  | FC | 50 | Japan
257131 |  |  | 155 | 120 | 68 | 1400 |  | FC | 50 | Japan
255038 |  |  | 155 | 90 | 68 | 1100 |  | FC | 50 | Japan
257032 |  |  | 155 | 90 | 68 | 1100 |  | FC | 50 | Japan
255120 |  |  | 155 | 120 | 68 | 1400 |  | FC | 50 | Japan
257124 |  |  | 155 | 120 | 68 | 1400 |  | FC | 50 | Japan
255021 |  |  | 155 | 90 | 68 | 1100 |  | FC | 50 | Japan
257025 |  |  | 155 | 90 | 68 | 1100 |  | FC | 50 | Japan
255113 |  |  | 155 | 120 | 68 | 1400 |  | FC | 50 | Japan
257117 |  |  | 155 | 120 | 68 | 1400 |  | FC | 50 | Japan
255014 |  |  | 155 | 90 | 68 | 1100 |  | FC | 50 | Japan
257018 |  |  | 155 | 90 | 68 | 1100 |  | FC | 50 | Japan
255106 |  |  | 155 | 120 | 68 | 1400 |  | FC | 50 | Japan
257100 |  |  | 155 | 120 | 68 | 1400 |  | FC | 50 | Japan
255007 |  |  | 155 | 90 | 68 | 1100 |  | FC | 50 | Japan
257001 |  |  | 155 | 90 | 68 | 1100 |  | FC | 50 | Japan
255151 |  |  | 155 | 120 | 68 | 1400 |  | FC | 50 | Japan
257155 |  |  | 155 | 120 | 68 | 1400 |  | FC | 50 | Japan
255052 |  |  | 155 | 90 | 68 | 1100 |  | FC | 50 | Japan
257056 |  |  | 155 | 90 | 68 | 1100 |  | FC | 50 | Japan
255144 |  |  | 155 | 120 | 68 | 1400 |  | FC | 50 | Japan
257148 |  |  | 155 | 120 | 68 | 1400 |  | FC | 50 | Japan
255045 |  |  | 155 | 90 | 68 | 1100 |  | FC | 50 | Japan
257049 |  |  | 155 | 90 | 68 | 1100 |  | FC | 50 | Japan
255335 |  |  | 155 | 120 | 68 | 1400 |  | FC | 50 | Japan
257636 |  |  | 155 | 120 | 68 | 1400 |  | FC | 50 | Japan
255236 |  |  | 155 | 90 | 68 | 1100 |  | FC | 50 | Japan
257537 |  |  | 155 | 90 | 68 | 1100 |  | FC | 50 | Japan
255328 |  |  | 155 | 120 | 68 | 1400 |  | FC | 50 | Japan
257629 |  |  | 155 | 120 | 68 | 1400 |  | FC | 50 | Japan
255229 |  |  | 155 | 90 | 68 | 1100 |  | FC | 50 | Japan
257520 |  |  | 155 | 90 | 68 | 1100 |  | FC | 50 | Japan
255311 |  |  | 155 | 120 | 68 | 1400 |  | FC | 50 | Japan
257612 |  |  | 155 | 120 | 68 | 1400 |  | FC | 50 | Japan
255212 |  |  | 155 | 90 | 68 | 1100 |  | FC | 50 | Japan
257513 |  |  | 155 | 90 | 68 | 1100 |  | FC | 50 | Japan
255304 |  |  | 155 | 120 | 68 | 1400 |  | FC | 50 | Japan
257605 |  |  | 155 | 120 | 68 | 1400 |  | FC | 50 | Japan
255205 |  |  | 155 | 90 | 68 | 1100 |  | FC | 50 | Japan
257506 |  |  | 155 | 90 | 68 | 1100 |  | FC | 50 | Japan
255359 |  |  | 155 | 120 | 68 | 1400 |  | FC | 50 | Japan
257650 |  |  | 155 | 120 | 68 | 1400 |  | FC | 50 | Japan
255250 |  |  | 155 | 90 | 68 | 1100 |  | FC | 50 | Japan
257551 |  |  | 155 | 90 | 68 | 1100 |  | FC | 50 | Japan
255342 |  |  | 155 | 120 | 68 | 1400 |  | FC | 50 | Japan
257643 |  |  | 155 | 120 | 68 | 1400 |  | FC | 50 | Japan
255243 |  |  | 155 | 90 | 68 | 1100 |  | FC | 50 | Japan
257544 |  |  | 155 | 90 | 68 | 1100 |  | FC | 50 | Japan
552991 |  |  | 370 | 280 | 120 | 25000 |  | FC | 120 | Japan
553011 |  |  | 370 | 280 | 120 | 25000 |  | FC | 120 | Japan
552977 |  |  | 370 | 280 | 120 | 25000 |  | FC | 120 | Japan
552984 |  |  | 370 | 280 | 120 | 25000 |  | FC | 120 | Japan
553004 |  |  | 370 | 280 | 120 | 25000 |  | FC | 120 | Japan
552960 |  |  | 370 | 280 | 120 | 25000 |  | FC | 120 | Japan
552830 |  |  | 370 | 210 | 120 | 19800 |  | FC | 4*300 | Japan
552816 |  |  | 370 | 210 | 120 | 19800 |  | FC | 4*300 | Japan
552823 |  |  | 370 | 210 | 120 | 19800 |  | FC | 4*300 | Japan
552809 |  |  | 370 | 210 | 120 | 19800 |  | FC | 4*300 | Japan
550713 |  |  | 370 | 280 | 120 | 25000 |  | FC | 120 | Japan
550737 |  |  | 370 | 280 | 120 | 25000 |  | FC | 120 | Japan
550690 |  |  | 370 | 280 | 120 | 25000 |  | FC | 120 | Japan
550706 |  |  | 370 | 280 | 120 | 25000 |  | FC | 120 | Japan
550720 |  |  | 370 | 280 | 120 | 25000 |  | FC | 120 | Japan
550683 |  |  | 370 | 280 | 120 | 25000 |  | FC | 120 | Japan
550638 |  |  | 370 | 210 | 120 | 19800 |  | FC | 4*300 | Japan
550614 |  |  | 370 | 210 | 120 | 19800 |  | FC | 4*300 | Japan
550621 |  |  | 370 | 210 | 120 | 19800 |  | FC | 4*300 | Japan
550607 |  |  | 370 | 210 | 120 | 19800 |  | FC | 4*300 | Japan
550911 |  |  | 370 | 280 | 120 | 25000 |  | FC | 120 | Japan
550935 |  |  | 370 | 280 | 120 | 25000 |  | FC | 120 | Japan
550898 |  |  | 370 | 280 | 120 | 25000 |  | FC | 120 | Japan
550904 |  |  | 370 | 280 | 120 | 25000 |  | FC | 120 | Japan
550928 |  |  | 370 | 280 | 120 | 25000 |  | FC | 120 | Japan
550881 |  |  | 370 | 280 | 120 | 25000 |  | FC | 120 | Japan
550836 |  |  | 370 | 210 | 120 | 19800 |  | FC | 4*300 | Japan
550812 |  |  | 370 | 210 | 120 | 19800 |  | FC | 4*300 | Japan
550829 |  |  | 370 | 210 | 120 | 19800 |  | FC | 4*300 | Japan
550805 |  |  | 370 | 210 | 120 | 19800 |  | FC | 4*300 | Japan
530951 |  |  | 273 | 280 | 103 | 14800 |  | FC | 4*300 | Japan
530968 |  |  | 273 | 280 | 103 | 14800 |  | FC | 4*300 | Japan
530845 |  |  | 273 | 210 | 103 | 11000 |  | FC | 4*300 | Japan
530838 |  |  | 273 | 210 | 103 | 11000 |  | FC | 4*300 | Japan
530944 |  |  | 273 | 280 | 103 | 14800 |  | FC | 4*300 | Japan
530821 |  |  | 273 | 210 | 103 | 11000 |  | FC | 4*300 | Japan
530371 |  |  | 273 | 280 | 103 | 14800 |  | FC | 4*300 | Japan
530395 |  |  | 273 | 280 | 103 | 14800 |  | FC | 4*300 | Japan
530357 |  |  | 273 | 280 | 103 | 14800 |  | FC | 4*300 | Japan
530364 |  |  | 273 | 280 | 103 | 14800 |  | FC | 4*300 | Japan
530388 |  |  | 273 | 280 | 103 | 14800 |  | FC | 4*300 | Japan
530340 |  |  | 273 | 280 | 103 | 14800 |  | FC | 4*300 | Japan
530333 |  |  | 273 | 210 | 103 | 11000 |  | FC | 4*300 | Japan
530319 |  |  | 273 | 210 | 103 | 11000 |  | FC | 4*300 | Japan
530326 |  |  | 273 | 210 | 103 | 11000 |  | FC | 4*300 | Japan
530302 |  |  | 273 | 210 | 103 | 11000 |  | FC | 4*300 | Japan
530999 |  |  | 273 | 280 | 103 | 14800 |  | FC | 4*300 | Japan
530975 |  |  | 273 | 280 | 103 | 14800 |  | FC | 4*300 | Japan
530982 |  |  | 273 | 280 | 103 | 14800 |  | FC | 4*300 | Japan
530876 |  |  | 273 | 210 | 103 | 11000 |  | FC | 4*300 | Japan
530852 |  |  | 273 | 210 | 103 | 11000 |  | FC | 4*300 | Japan
530869 |  |  | 273 | 210 | 103 | 11000 |  | FC | 4*300 | Japan
531439 |  |  | 273 | 280 | 103 | 14800 |  | FC | 4*300 | Japan
531446 |  |  | 273 | 280 | 103 | 14800 |  | FC | 4*300 | Japan
531323 |  |  | 273 | 210 | 103 | 11000 |  | FC | 4*300 | Japan
531316 |  |  | 273 | 210 | 103 | 11000 |  | FC | 4*300 | Japan
530470 |  |  | 273 | 280 | 103 | 14800 |  | FC | 4*300 | Japan
530494 |  |  | 273 | 280 | 103 | 14800 |  | FC | 4*300 | Japan
530456 |  |  | 273 | 280 | 103 | 14800 |  | FC | 4*300 | Japan
530463 |  |  | 273 | 280 | 103 | 14800 |  | FC | 4*300 | Japan
530487 |  |  | 273 | 280 | 103 | 14800 |  | FC | 4*300 | Japan
530449 |  |  | 273 | 280 | 103 | 14800 |  | FC | 4*300 | Japan
530432 |  |  | 273 | 210 | 103 | 11000 |  | FC | 4*300 | Japan
530418 |  |  | 273 | 210 | 103 | 11000 |  | FC | 4*300 | Japan
530425 |  |  | 273 | 210 | 103 | 11000 |  | FC | 4*300 | Japan
530401 |  |  | 273 | 210 | 103 | 11000 |  | FC | 4*300 | Japan
531477 |  |  | 273 | 280 | 103 | 14800 |  | FC | 4*300 | Japan
531453 |  |  | 273 | 280 | 103 | 14800 |  | FC | 4*300 | Japan
531460 |  |  | 273 | 280 | 103 | 14800 |  | FC | 4*300 | Japan
531354 |  |  | 273 | 210 | 103 | 11000 |  | FC | 4*300 | Japan
531330 |  |  | 273 | 210 | 103 | 11000 |  | FC | 4*300 | Japan
531347 |  |  | 273 | 210 | 103 | 11000 |  | FC | 4*300 | Japan

## types (hidden)
data types
char
boolean
numeric

## ERP Org (hidden)
Sales Org |  |  | Distribution Channel |  |  |  | Plant
0001 | SL Wetzlar | 0001 SL Wetzlar | 01 | Wz:BO Maschinen | Wz:Opht.Opt.Machines | 01 Wz:Opht.Opt.Machines | 0001 | Satisloh GmbH Brillenoptik | 0001 Satisloh GmbH Brillenoptik
0002 | LOH Oensingen | 0002 LOH Oensingen | 02 | Wz:Consumables | Wz:Consumables | 02 Wz:Consumables | 0002 | Satisloh Oensingen AG-obsolet | 0002 Satisloh Oensingen AG-obsolet
0003 | SL Baar | 0003 SL Baar | 03 | Wz:BO Dienstleistung | Wz:Opht.Opt.Services | 03 Wz:Opht.Opt.Services | 0003 | Satisloh AG | 0003 Satisloh AG
0004 | SL France | 0004 SL France | 04 | LOH Oensingen | LOH Oensingen | 04 LOH Oensingen | 0004 | Satisloh France S.A.S. | 0004 Satisloh France S.A.S.
0005 | SL USA | 0005 SL USA | 11 | Wz:FO Dienstleistung | Wz:Prec.Opt.Services | 11 Wz:Prec.Opt.Services | 0005 | Satisloh North America Inc. | 0005 Satisloh North America Inc.
0006 | SL Hongkong | 0006 SL Hongkong | 12 | Wz:FO Maschinen | Wz:Prec.Opt.Machines | 12 Wz:Prec.Opt.Machines | 0006 | Satisloh Asia Ltd. | 0006 Satisloh Asia Ltd.
0007 | SL Zhongshan | 0007 SL Zhongshan | 18 | SL Danyang | SL Danyang | 18 SL Danyang | 0007 | Satisloh Zhongshan | 0007 Satisloh Zhongshan
0008 | SL Settimo | 0008 SL Settimo | 30 | SL Baar | SL Baar | 30 SL Baar | 0008 | Satisloh Italy S.r.l. | 0008 Satisloh Italy S.r.l.
0009 | SL Horgen | 0009 SL Horgen | 40 | SL France | SL France | 40 SL France | 0009 | Satisloh Photonics AG | 0009 Satisloh Photonics AG
0018 | SL Danyang | 0018 SL Danyang | 50 | SL USA | SL USA | 50 SL USA | 0011 | Satisloh GmbH Feinoptik | 0011 Satisloh GmbH Feinoptik
|  |  | 60 | SL Hongkong | SL Hongkong | 60 SL Hongkong | 0018 | Satisloh Danyang | 0018 Satisloh Danyang
|  |  | 70 | SL Zhongshan | SL Zhongshan | 70 SL Zhongshan | 001S | SL GmbH Spain | 001S SL GmbH Spain
|  |  | 80 | SL Settimo | SL Settimo | 80 SL Settimo | 005C | Satisloh Warehouse Canada | 005C Satisloh Warehouse Canada
|  |  | 90 | SL Horgen | SL Horgen | 90 SL Horgen

## RULES
If BREAKER_INCOME and Quantity != 1 then Warning to User
30
300
100
3000